## Sheet2
Last update: April
Region | Asset Type | Site Name | Owner | Technology Type | Fuel Type | DUID | Number of Units | Aggregated Upper Nameplate Capacity (MW) | Storage Capacity (MWh) | Unit Status | Dispatch Type | Full Commercial Use Date | Expected Closure Year | Closure Date | Status Bucket Summary | Type
SA1 | Existing Plant | Adelaide Desalination Plant | SA Water | Solar PV - Fixed | Solar - Solar | ADPPV3 | 1 | 0.02 |  | In Service | NS | 2022-12-01 | 2050 |  | Existing less Announced Withdrawal | Solar
SA1 | Existing Plant | Adelaide Desalination Plant | SA Water | Hydro - Run of River | Hydro - Water | ADPMH1 | 1 | 1 |  | In Service | NS | 2022-11-01 | 2050 |  | Existing less Announced Withdrawal | Water
SA1 | Existing Plant | Adelaide Desalination Plant | SA Water | Solar PV - Fixed | Solar - Solar | ADPPV2 | 5 | 13.75 |  | In Service | NS | 2022-07-01 | 2041 |  | Existing less Announced Withdrawal | Solar
SA1 | Existing Plant | Adelaide Desalination Plant | SA Water | Storage - Battery | Other - Other | ADPBA1 | 1 | 7.76 | 12.6 | In Service | S | 2022-05-01 | 2041 |  | Existing less Announced Withdrawal | Battery Storage
SA1 | Existing Plant | Adelaide Desalination Plant | SA Water | Solar PV - Fixed | Solar - Solar | ADPPV1 | 4 | 11 |  | In Service | SS | 2022-05-01 | 2041 |  | Existing less Announced Withdrawal | Solar
SA1 | Existing Plant | Angaston | Snowy Hydro | Reciprocating Engine - Compression ignition | Fossil - Diesel | ANGAST1 | 1 | 15.4 |  | In Service | S |  | 2070 |  | Existing less Announced Withdrawal | Other
SA1 | Existing Plant | Angaston | Snowy Hydro | Reciprocating Engine - Compression ignition | Fossil - Diesel | ANGAST1 | 1 | 30.8 |  | In Service | S |  | 2070 |  | Existing less Announced Withdrawal | Other
NSW1 | Existing Plant | Appin | EDL | Reciprocating Engine - Spark ignition | Fossil - Waste Coal Mine Gas | APPIN | 54 | 55.62 |  | In Service | NS |  | 2036 |  | Existing less Announced Withdrawal | Gas other
VIC1 | Existing Plant | Ararat Wind Farm | Partners Group/OPTrust | Wind Turbine - Onshore | Wind - Wind | ARWF1 | 75 | 240 |  | In Service | SS |  | 2047 |  | Existing less Announced Withdrawal | Wind
NSW1 | Existing Plant | Avonlie Solar Farm | Iberdrola | Solar PV - Single axis tracking | Solar - Solar | AVLSF1 | 70 | 254.1 |  | In Service | SS | 2023-11-01 | 2058 |  | Existing less Announced Withdrawal | Solar
VIC1 | Existing Plant | Bairnsdale | Alinta | Turbine - OCGT | Fossil - Natural Gas Pipeline | BDL01 | 1 | 47 |  | In Service | S |  | 2042 |  | Existing less Announced Withdrawal | OCGT
VIC1 | Existing Plant | Bairnsdale | Alinta | Turbine - OCGT | Fossil - Natural Gas Pipeline | BDL02 | 1 | 47 |  | In Service | S |  | 2042 |  | Existing less Announced Withdrawal | OCGT
QLD1 | Existing Plant | Baking Board Solar Farm Chinchilla | Ubergy | Solar PV - Single axis tracking | Solar - Solar | BAKING1 | 1 | 14.7 |  | In Service | NS | 2018-09-01 | 2044 |  | Existing less Announced Withdrawal | Solar
VIC1 | Existing Plant | Bald Hills Wind Farm | Foresight | Wind Turbine - Onshore | Wind - Wind | BALDHWF1 | 52 | 106.6 |  | In Service | SS |  | 2040 |  | Existing less Announced Withdrawal | Wind
VIC1 | Existing Plant | Murray 1 | Snowy Hydro | Hydro - Dam | Hydro - Water | MURRAY | 10 | 950 |  | In Service | S |  | 2070 |  | Existing less Announced Withdrawal | Water
VIC1 | Existing Plant | Ballarat Energy Storage System | EA | Storage - Battery | Other - Other | BALB1 | 1 | 30 | 30 | In Service | S |  | 2033 |  | Existing less Announced Withdrawal | Battery Storage
NSW1 | Existing Plant | Bango 973 Wind Farm | Squadron | Wind Turbine - Onshore | Wind - Wind | BANGOWF1 | 30 | 159 |  | In Service | SS | 2022-09-01 | 2045 |  | Existing less Announced Withdrawal | Wind
NSW1 | Existing Plant | Bango 999 Wind Farm | Squadron | Wind Turbine - Onshore | Wind - Wind | BANGOWF2 | 16 | 84.8 |  | In Service | SS | 2022-09-01 | 2045 |  | Existing less Announced Withdrawal | Wind
VIC1 | Existing Plant | Banimboola | AGL | Hydro - Dam | Hydro - Water | BAPS | 1 | 2.2 |  | In Service | NS |  | 2057 |  | Existing less Announced Withdrawal | Water
VIC1 | Existing Plant | Banimboola | AGL | Hydro - Dam | Hydro - Water | BAPS | 1 | 10 |  | In Service | NS |  | 2057 |  | Existing less Announced Withdrawal | Water
VIC1 | Existing Plant | Bannerton Solar Park | Alinta | Solar PV - Single axis tracking | Solar - Solar | BANN1 | 40 | 100 |  | In Service | SS | 2019-06-01 | 2049 |  | Existing less Announced Withdrawal | Solar
QLD1 | Existing Plant | Barcaldine Power Station | Ergon | Turbine - OCGT | Fossil - Natural Gas Pipeline | BARCALDN | 1 | 37 |  | In Service | S |  | 2034 |  | Existing less Announced Withdrawal | OCGT
QLD1 | Existing Plant | Barcaldine Remote Community Solar Farm | Diamond Energy | Solar PV - Single axis tracking | Solar - Solar | BARCSF1 | 1 | 20 |  | In Service | NS |  | 2049 |  | Existing less Announced Withdrawal | Solar
SA1 | Existing Plant | Barker Inlet Power Station | AGL | Reciprocating Engine - Spark ignition | Fossil - Natural Gas Pipeline | BARKIPS1 | 12 | 210 |  | In Service | S | 2020-01-01 | 2044 |  | Existing less Announced Withdrawal | Gas other
QLD1 | Existing Plant | Barron Gorge | CleanCo | Hydro - Run of River | Hydro - Water | BARRON-1 | 1 | 35 |  | In Service | S |  | 2063 |  | Existing less Announced Withdrawal | Water
QLD1 | Existing Plant | Barron Gorge | CleanCo | Hydro - Run of River | Hydro - Water | BARRON-2 | 1 | 35 |  | In Service | S |  | 2063 |  | Existing less Announced Withdrawal | Water
TAS1 | Existing Plant | Bastyan | Hydro Tas | Hydro - Dam | Hydro - Water | BASTYAN | 1 | 79.9 |  | In Service | S |  | 2100 |  | Existing less Announced Withdrawal | Water
NSW1 | Existing Plant | Bayswater | AGL | Turbine - Steam Sub Critical | Fossil - Black Coal | BW01 | 1 | 660 |  | In Service | S |  | 2033 |  | Existing less Announced Withdrawal | Coal
NSW1 | Existing Plant | Bayswater | AGL | Turbine - Steam Sub Critical | Fossil - Black Coal | BW02 | 1 | 685 |  | In Service | S |  | 2033 |  | Existing less Announced Withdrawal | Coal
NSW1 | Existing Plant | Bayswater | AGL | Turbine - Steam Sub Critical | Fossil - Black Coal | BW03 | 1 | 685 |  | In Service | S |  | 2033 |  | Existing less Announced Withdrawal | Coal
NSW1 | Existing Plant | Bayswater | AGL | Turbine - Steam Sub Critical | Fossil - Black Coal | BW04 | 1 | 685 |  | In Service | S |  | 2033 |  | Existing less Announced Withdrawal | Coal
TAS1 | Existing Plant | Bell Bay Three | AETV Pty Ltd | Turbine - OCGT | Fossil - Natural Gas Pipeline | BBTHREE1 | 1 | 40 |  | In Service | S |  | 2040 |  | Existing less Announced Withdrawal | OCGT
TAS1 | Existing Plant | Bell Bay Three | AETV Pty Ltd | Turbine - OCGT | Fossil - Natural Gas Pipeline | BBTHREE2 | 1 | 40 |  | In Service | S |  | 2040 |  | Existing less Announced Withdrawal | OCGT
TAS1 | Existing Plant | Bell Bay Three | AETV Pty Ltd | Turbine - OCGT | Fossil - Natural Gas Pipeline | BBTHREE3 | 1 | 40 |  | In Service | S |  | 2040 |  | Existing less Announced Withdrawal | OCGT
VIC1 | Existing Plant | Berrybank Wind Farm | GPG | Wind Turbine - Onshore | Wind - Wind | BRYB2WF2 | 26 | 109.2 |  | In Service | SS | 2022-08-01 | 2052 |  | Existing less Announced Withdrawal | Wind
VIC1 | Existing Plant | Berrybank Wind Farm | GPG | Wind Turbine - Onshore | Wind - Wind | BRYB1WF1 | 43 | 180.6 |  | In Service | SS | 2021-04-01 | 2050 |  | Existing less Announced Withdrawal | Wind
NSW1 | Existing Plant | Beryl Solar Farm | Banpu | Solar PV - Single axis tracking | Solar - Solar | BERYLSF1 | 60 | 98.4 | 0 | In Service | SS | 2019-05-01 | 2049 |  | Existing less Announced Withdrawal | Solar
NSW1 | Existing Plant | Blowering | Snowy Hydro | Hydro - Dam | Hydro - Water | BLOWERNG | 1 | 80 |  | In Service | S |  | 2070 |  | Existing less Announced Withdrawal | Water
VIC1 | Existing Plant | Murray 2 | Snowy Hydro | Hydro - Dam | Hydro - Water | MURRAY | 4 | 600 |  | In Service | S |  | 2070 |  | Existing less Announced Withdrawal | Water
NSW1 | Existing Plant | Wellington North Solar Farm | BJEI | Solar PV - Single axis tracking | Solar - Solar | WELNSF1 | 104 | 436.8 |  | In Service | SS | 2024-10-01 | 2064 |  | Existing less Announced Withdrawal | Solar
NSW1 | Existing Plant | Boco Rock Wind Farm | Tilt | Wind Turbine - Onshore | Wind - Wind | BOCORWF1 | 9 | 14.4 |  | In Service | SS |  | 2040 |  | Existing less Announced Withdrawal | Wind
NSW1 | Existing Plant | Boco Rock Wind Farm | Tilt | Wind Turbine - Onshore | Wind - Wind | BOCORWF1 | 58 | 98.6 |  | In Service | SS |  | 2040 |  | Existing less Announced Withdrawal | Wind
NSW1 | Existing Plant | Bodangora Wind Farm | EA | Wind Turbine - Onshore | Wind - Wind | BODWF1 | 33 | 113.19 |  | In Service | SS | 2019-02-01 | 2049 |  | Existing less Announced Withdrawal | Wind
VIC1 | Existing Plant | Bogong / Mackay | AGL | Hydro - Dam | Hydro - Water | MCKAY1 | 2 | 140 |  | In Service | S |  | 2057 |  | Existing less Announced Withdrawal | Water
VIC1 | Existing Plant | Bogong / Mackay | AGL | Hydro - Dam | Hydro - Water | MCKAY1 | 6 | 160.02 |  | In Service | S |  | 2057 |  | Existing less Announced Withdrawal | Water
SA1 | Existing Plant | Bolivar Power Station | Iberdrola | Turbine - OCGT | Fossil - Natural Gas Pipeline | BOLIVPS1 | 4 | 128.4 |  | In Service | S | 2022-12-01 | 2045 |  | Existing less Announced Withdrawal | OCGT
SA1 | Existing Plant | Bolivar Waste Water Treatment | SA Water | Reciprocating Engine - Spark ignition | Renewable Biomass or Waste - Biogas | BOLIVAR1 | 3 | 7.5 |  | In Service | NS |  | 2045 |  | Existing less Announced Withdrawal | Biomass
SA1 | Existing Plant | Bolivar Waste Water Treatment | SA Water | Storage - Battery | Other - Other | BOWWBA1 | 1 | 3.08 | 5.04 | In Service | S | 2023-02-01 | 2045 |  | Existing less Announced Withdrawal | Battery Storage
SA1 | Existing Plant | Bolivar Waste Water Treatment | SA Water | Solar PV - Fixed | Solar - Solar | BOWWPV1 | 3 | 8.25 |  | In Service | SS | 2022-10-01 | 2045 |  | Existing less Announced Withdrawal | Solar
NSW1 | Existing Plant | Bomen Solar Farm | Spark | Solar PV - Single axis tracking | Solar - Solar | BOMENSF1 | 44 | 121 | 0 | In Service | SS | 2020-11-01 | 2050 |  | Existing less Announced Withdrawal | Solar
QLD1 | Existing Plant | Bouldercombe Battery project | Genex | Storage - Battery | Other - Other | BBATTERY1 | 40 | 50 | 100 | In Service | S | 2023-11-01 | 2042 |  | Existing less Announced Withdrawal | Battery Storage
QLD1 | Existing Plant | Braemar | Alinta | Turbine - OCGT | Fossil - Coal Seam Methane | BRAEMAR1 | 1 | 188 |  | In Service | S |  | 2046 |  | Existing less Announced Withdrawal | OCGT
QLD1 | Existing Plant | Braemar | Alinta | Turbine - OCGT | Fossil - Coal Seam Methane | BRAEMAR2 | 1 | 188 |  | In Service | S |  | 2046 |  | Existing less Announced Withdrawal | OCGT
QLD1 | Existing Plant | Braemar | Alinta | Turbine - OCGT | Fossil - Coal Seam Methane | BRAEMAR3 | 1 | 188 |  | In Service | S |  | 2046 |  | Existing less Announced Withdrawal | OCGT
QLD1 | Existing Plant | Braemar 2 Power Station | Alinta | Turbine - OCGT | Fossil - Coal Seam Methane | BRAEMAR5 | 1 | 173 |  | In Service | S |  | 2049 |  | Existing less Announced Withdrawal | OCGT
QLD1 | Existing Plant | Braemar 2 Power Station | Alinta | Turbine - OCGT | Fossil - Coal Seam Methane | BRAEMAR6 | 1 | 173 |  | In Service | S |  | 2049 |  | Existing less Announced Withdrawal | OCGT
QLD1 | Existing Plant | Braemar 2 Power Station | Alinta | Turbine - OCGT | Fossil - Coal Seam Methane | BRAEMAR7 | 1 | 173 |  | In Service | S |  | 2049 |  | Existing less Announced Withdrawal | OCGT
NSW1 | Existing Plant | Broadwater | Cape Byron Mgmt | Turbine - Steam Sub Critical | Renewable Biomass or Waste - Biomass | BWTR1 | 1 | 38 |  | In Service | NS |  | 2038 |  | Existing less Announced Withdrawal | Biomass
NSW1 | Existing Plant | Broken Hill | AGL | Storage - Battery | Other - Other | BHB1 | 1 | 50 | 50 | In Service | S | 2024-06-01 | 2043 |  | Existing less Announced Withdrawal | Battery Storage
NSW1 | Existing Plant | Broken Hill GT | Transgrid | Turbine - OCGT | Fossil - Diesel | GB01 | 1 | 50 |  | In Service | NS |  | 2027 |  | Existing less Announced Withdrawal | OCGT
NSW1 | Existing Plant | Broken Hill Solar Plant | AGL (PPA) / Tilt | Solar PV - Fixed | Solar - Solar | BROKENH1 | 40 | 53 |  | In Service | SS |  | 2043 |  | Existing less Announced Withdrawal | Solar
NSW1 | Existing Plant | Brown Mountain Hydro Power Station | Cochrane Dam Pty Ltd | Hydro - Dam | Hydro - Water | BROWNMT | 1 | 5 |  | In Service | NS |  |  |  | Existing less Announced Withdrawal | Water
VIC1 | Existing Plant | Bulgana Green Power Hub - BESS | HMC Capital (sold by Neoen) | Storage - Battery | Other - Other | BULBES1 | 40 | 20 | 34 | In Service | S | 2021-11-01 | 2049 |  | Existing less Announced Withdrawal | Battery Storage
VIC1 | Existing Plant | Bulgana Green Power Hub - Wind Farm | HMC Capital (sold by Neoen) | Wind Turbine - Onshore | Wind - Wind | BULGANA1 | 56 | 204.4 |  | In Service | SS | 2021-11-01 | 2049 |  | Existing less Announced Withdrawal | Wind
SA1 | Existing Plant | Bungala One Solar Farm | Potentia Energy (Enel + INPEX) | Solar PV - Single axis tracking | Solar - Solar | BNGSF1 | 54 | 135 | 0 | In Service | SS | 2018-12-01 | 2044 |  | Existing less Announced Withdrawal | Solar
SA1 | Existing Plant | Bungala Two Solar Farm | Potentia Energy (Enel + INPEX) | Solar PV - Single axis tracking | Solar - Solar | BNGSF2 | 54 | 135 |  | In Service | SS | 2021-09-01 | 2044 |  | Existing less Announced Withdrawal | Solar
NSW1 | Existing Plant | Burrendong | AGL | Hydro - Dam | Hydro - Water | BDONGHYD | 1 | 19 |  | In Service | NS |  | 2036 |  | Existing less Announced Withdrawal | Water
NSW1 | Existing Plant | Burrinjuck | GSP Energy | Hydro - Dam | Hydro - Water | BURRIN | 1 | 20 | 0 | In Service | NS |  | 2060 |  | Existing less Announced Withdrawal | Water
NSW1 | Existing Plant | Burrinjuck | GSP Energy | Hydro - Dam | Hydro - Water | BURRIN | 2 | 14 | 0 | In Service | NS |  | 2060 |  | Existing less Announced Withdrawal | Water
TAS1 | Existing Plant | Butlers Gorge | Hydro Tas | Hydro - Dam | Hydro - Water | BUTLERSG | 1 | 2.2 |  | In Service | NS |  | 2100 |  | Existing less Announced Withdrawal | Water
TAS1 | Existing Plant | Butlers Gorge | Hydro Tas | Hydro - Dam | Hydro - Water | BUTLERSG | 1 | 12.2 |  | In Service | NS |  | 2100 |  | Existing less Announced Withdrawal | Water
QLD1 | Existing Plant | Callide B | CS Energy | Turbine - Steam Sub Critical | Fossil - Black Coal | CALL_B_1 | 1 | 350 |  | In Service | S |  | 2031 |  | Existing less Announced Withdrawal | Coal
QLD1 | Existing Plant | Callide B | CS Energy | Turbine - Steam Sub Critical | Fossil - Black Coal | CALL_B_2 | 1 | 350 |  | In Service | S |  | 2031 |  | Existing less Announced Withdrawal | Coal
QLD1 | Existing Plant | Callide C | CS Energy | Turbine - Steam Super Critical | Fossil - Black Coal | CPP_3 | 1 | 424 |  | In Service | S | 2024-04-01 |  |  | Existing less Announced Withdrawal | Coal
QLD1 | Existing Plant | Callide C | CS Energy | Turbine - Steam Super Critical | Fossil - Black Coal | CPP_4 | 1 | 420 |  | In Service | S | 2025-04-01 |  |  | Existing less Announced Withdrawal | Coal
SA1 | Existing Plant | Canunda | Engie | Wind Turbine - Onshore | Wind - Wind | CNUNDAWF | 23 | 46 |  | In Service | SS |  | 2035 |  | Existing less Announced Withdrawal | Wind
NSW1 | Existing Plant | Capital East Solar Farm P1 | Iberdrola | Solar PV - Fixed | Solar - Solar | CESF1 | 4 | 2 |  | In Service | NS |  | 2043 |  | Existing less Announced Withdrawal | Solar
NSW1 | Existing Plant | Capital Wind Farm | Iberdrola | Wind Turbine - Onshore | Wind - Wind | CAPTL_WF | 67 | 140.7 |  | In Service | NS |  | 2040 |  | Existing less Announced Withdrawal | Wind
TAS1 | Existing Plant | Catagunya / Liapootah / Wayatinah | Hydro Tas | Hydro - Dam | Hydro - Water | LI_WY_CA | 1 | 24 |  | In Service | S |  | 2100 |  | Existing less Announced Withdrawal | Water
TAS1 | Existing Plant | Catagunya / Liapootah / Wayatinah | Hydro Tas | Hydro - Dam | Hydro - Water | LI_WY_CA | 1 | 27 |  | In Service | S |  | 2100 |  | Existing less Announced Withdrawal | Water
TAS1 | Existing Plant | Catagunya / Liapootah / Wayatinah | Hydro Tas | Hydro - Dam | Hydro - Water | LI_WY_CA | 1 | 31.5 |  | In Service | S |  | 2100 |  | Existing less Announced Withdrawal | Water
TAS1 | Existing Plant | Catagunya / Liapootah / Wayatinah | Hydro Tas | Hydro - Dam | Hydro - Water | LI_WY_CA | 2 | 55.8 |  | In Service | S |  | 2100 |  | Existing less Announced Withdrawal | Water
TAS1 | Existing Plant | Catagunya / Liapootah / Wayatinah | Hydro Tas | Hydro - Dam | Hydro - Water | LI_WY_CA | 3 | 38.4 |  | In Service | S |  | 2100 |  | Existing less Announced Withdrawal | Water
SA1 | Existing Plant | Cathedral Rocks | EA | Wind Turbine - Onshore | Wind - Wind | CATHROCK | 31 | 62 |  | In Service | SS |  | 2030 |  | Existing less Announced Withdrawal | Wind
TAS1 | Existing Plant | Cattle Hill Wind Farm | Atmos Renewables | Wind Turbine - Onshore | Wind - Wind | CTHLWF1 | 45 | 144 |  | In Service | SS | 2021-02-01 | 2044 |  | Existing less Announced Withdrawal | Wind
TAS1 | Existing Plant | Cethana | Hydro Tas | Hydro - Dam | Hydro - Water | CETHANA | 1 | 85 |  | In Service | S |  | 2100 |  | Existing less Announced Withdrawal | Water
VIC1 | Existing Plant | Challicum Hills | Origin | Wind Turbine - Onshore | Wind - Wind | CHALLHWF | 35 | 52.5 |  | In Service | NS |  | 2030 |  | Existing less Announced Withdrawal | Wind
VIC1 | Existing Plant | Cherry Tree Wind Farm | Atmos Renewables/Iberdrola | Wind Turbine - Onshore | Wind - Wind | CHYTWF1 | 16 | 57.6 |  | In Service | SS | 2020-07-01 | 2050 |  | Existing less Announced Withdrawal | Wind
QLD1 | Existing Plant | Childers Solar Farm | Atmos, OX2 | Solar PV - Single axis tracking | Solar - Solar | CHILDSF1 | 37 | 64.38 |  | In Service | SS | 2019-06-01 | 2049 |  | Existing less Announced Withdrawal | Solar
QLD1 | Existing Plant | Clare Solar Farm | FRV | Solar PV - Single axis tracking | Solar - Solar | CLARESF1 | 69 | 110.4 |  | In Service | SS |  | 2047 |  | Existing less Announced Withdrawal | Solar
VIC1 | Existing Plant | Clayton | EDL | Reciprocating Engine - Spark ignition | Renewable Biomass or Waste - Landfill Gas | CLAYTON | 12 | 12 |  | In Service | NS |  | 2025 |  | Existing less Announced Withdrawal | Biomass
SA1 | Existing Plant | Clements Gap Wind Farm | Pac Hydro | Wind Turbine - Onshore | Wind - Wind | CLEMGPWF | 27 | 56.7 |  | In Service | SS |  | 2039 |  | Existing less Announced Withdrawal | Wind
QLD1 | Existing Plant | Clermont Solar Farm | Gentari | Solar PV - Single axis tracking | Solar - Solar | CLERMSF1 | 37 | 92.5 |  | In Service | SS | 2019-03-01 | 2049 |  | Existing less Announced Withdrawal | Solar
VIC1 | Existing Plant | Clover | AGL | Hydro - Dam | Hydro - Water | CLOVER | 2 | 29 |  | In Service | NS |  | 2057 |  | Existing less Announced Withdrawal | Water
TAS1 | Existing Plant | Cluny | Hydro Tas | Hydro - Dam | Hydro - Water | CLUNY | 1 | 19 |  | In Service | NS |  | 2100 |  | Existing less Announced Withdrawal | Water
VIC1 | Existing Plant | Codrington Wind Farm | Pac Hydro | Wind Turbine - Onshore | Wind - Wind | CODRNGTON | 14 | 18.2 |  | In Service | NS |  | 2026 |  | Existing less Announced Withdrawal | Wind
NSW1 | Existing Plant | Coleambally Solar Farm | EA (Neoen) | Solar PV - Single axis tracking | Solar - Solar | COLEASF1 | 90 | 150.3 |  | In Service | SS |  | 2043 |  | Existing less Announced Withdrawal | Solar
NSW1 | Existing Plant | Collector | Ratch Australia | Wind Turbine - Onshore | Wind - Wind | COLWF01 | 54 | 226.8 |  | In Service | SS | 2020-12-01 | 2046 |  | Existing less Announced Withdrawal | Wind
QLD1 | Existing Plant | Collinsville PV | Ratch Australia | Solar PV - Fixed | Solar - Solar | CSPVPS1 | 17 | 42.5 |  | In Service | SS | 2018-08-01 | 2044 |  | Existing less Announced Withdrawal | Solar
NSW1 | Existing Plant | Colongra | Snowy Hydro | Turbine - OCGT | Fossil - Natural Gas Pipeline | CG1 | 1 | 181 |  | In Service | S |  | 2070 |  | Existing less Announced Withdrawal | OCGT
NSW1 | Existing Plant | Colongra | Snowy Hydro | Turbine - OCGT | Fossil - Natural Gas Pipeline | CG2 | 1 | 181 |  | In Service | S |  | 2070 |  | Existing less Announced Withdrawal | OCGT
NSW1 | Existing Plant | Colongra | Snowy Hydro | Turbine - OCGT | Fossil - Natural Gas Pipeline | CG3 | 1 | 181 |  | In Service | S |  | 2070 |  | Existing less Announced Withdrawal | OCGT
NSW1 | Existing Plant | Colongra | Snowy Hydro | Turbine - OCGT | Fossil - Natural Gas Pipeline | CG4 | 1 | 181 |  | In Service | S |  | 2070 |  | Existing less Announced Withdrawal | OCGT
QLD1 | Existing Plant | Columboola Solar Farm | CS Energy | Solar PV - Single axis tracking | Solar - Solar | COLUMSF1 | 79 | 217.25 |  | In Service | SS | 2023-10-01 | 2046 |  | Existing less Announced Withdrawal | Solar
QLD1 | Existing Plant | Condamine A | QGC | Turbine - Steam Sub Critical | Fossil - Coal Seam Methane | CPSA | 1 | 57 |  | In Service | S |  | 2039 |  | Existing less Announced Withdrawal | Gas other
QLD1 | Existing Plant | Condamine A | QGC | Turbine - CCGT | Fossil - Coal Seam Methane | CPSA | 2 | 87.4 |  | In Service | S |  | 2039 |  | Existing less Announced Withdrawal | CCGT
NSW1 | Existing Plant | Condong | Cape Byron Mgmt | Turbine - Steam Sub Critical | Renewable Biomass or Waste - Bagasse | CONDONG1 | 1 | 30 |  | In Service | NS |  | 2038 |  | Existing less Announced Withdrawal | Biomass
VIC1 | Existing Plant | Coonooer Bridge Wind Farm | Eurus | Wind Turbine - Onshore | Wind - Wind | CBWF1 | 6 | 19.8 |  | In Service | NS |  | 2036 |  | Existing less Announced Withdrawal | Wind
QLD1 | Existing Plant | Coopers Gap Wind Farm | AGL (PPA) / Tilt | Wind Turbine - Onshore | Wind - Wind | COOPGWF1 | 32 | 122.56 |  | In Service | SS | 2022-04-01 | 2044 |  | Existing less Announced Withdrawal | Wind
QLD1 | Existing Plant | Coopers Gap Wind Farm | AGL (PPA) / Tilt | Wind Turbine - Onshore | Wind - Wind | COOPGWF1 | 91 | 330.33 |  | In Service | SS | 2022-04-01 | 2044 |  | Existing less Announced Withdrawal | Wind
NSW1 | Existing Plant | Copeton | AGL | Hydro - Dam | Hydro - Water | COPTNHYD | 1 | 20 |  | In Service | NS |  |  |  | Existing less Announced Withdrawal | Water
NSW1 | Existing Plant | Corowa Solar Farm | Metka EGN | Solar PV - Single axis tracking | Solar - Solar | CRWASF1 | 22 | 36.01 |  | In Service | SS | 2021-09-01 | 2051 |  | Existing less Announced Withdrawal | Solar
NSW1 | Existing Plant | Crookwell 2 Wind Farm | GPG | Wind Turbine - Onshore | Wind - Wind | CROOKWF2 | 28 | 96.04 |  | In Service | SS | 2018-09-01 | 2043 |  | Existing less Announced Withdrawal | Wind
VIC1 | Existing Plant | Ballarat Base Hospital Plant | Ballarat Health Services | Reciprocating Engine - Compression ignition | Fossil - Diesel | BBASEHOS | 2 | 1.6 |  | In Service | NS |  | 2033 |  | Existing less Announced Withdrawal | Other
VIC1 | Existing Plant | Crowlands Wind Farm | Pac Hydro | Wind Turbine - Onshore | Wind - Wind | CROWLWF1 | 39 | 79.95 |  | In Service | SS |  | 2044 |  | Existing less Announced Withdrawal | Wind
NSW1 | Existing Plant | Crudine Ridge Wind Farm | Squadron | Wind Turbine - Onshore | Wind - Wind | CRURWF1 | 37 | 141.71 |  | In Service | SS | 2022-06-01 | 2041 |  | Existing less Announced Withdrawal | Wind
NSW1 | Existing Plant | Cullerin Range Wind Farm | Origin | Wind Turbine - Onshore | Wind - Wind | CULLRGWF | 15 | 30 |  | In Service | NS |  | 2038 |  | Existing less Announced Withdrawal | Wind
SA1 | Existing Plant | Dalrymple BESS | ElectraNet / AGL PPA | Storage - Battery | Other - Other | DALNTH1 | 12 | 30 | 9 | In Service | S |  | 2030 |  | Existing less Announced Withdrawal | Battery Storage
QLD1 | Existing Plant | Darling Downs | Origin | Turbine - CCGT | Fossil - Coal Seam Methane | DDPS1 | 1 | 280 |  | In Service | S |  | 2045 |  | Existing less Announced Withdrawal | CCGT
QLD1 | Existing Plant | Darling Downs | Origin | Turbine - CCGT | Fossil - Coal Seam Methane | DDPS1 | 3 | 364.5 |  | In Service | S |  | 2045 |  | Existing less Announced Withdrawal | CCGT
QLD1 | Existing Plant | Darling Downs Solar Farm | Origin | Solar PV - Fixed | Solar - Solar | DDSF1 | 44 | 121 |  | In Service | SS |  | 2036 |  | Existing less Announced Withdrawal | Solar
NSW1 | Existing Plant | Darlington Point Solar Farm | Octopus | Solar PV - Single axis tracking | Solar - Solar | DARLSF1 | 108 | 274.97 |  | In Service | SS | 2021-04-01 | 2055 |  | Existing less Announced Withdrawal | Solar
VIC1 | Existing Plant | Dartmouth | AGL | Hydro - Dam | Hydro - Water | DARTM1 | 1 | 185 |  | In Service | S |  | 2057 |  | Existing less Announced Withdrawal | Water
QLD1 | Existing Plant | Daydream Solar Farm | Origin/Atmos Renewables | Solar PV - Single axis tracking | Solar - Solar | DAYDSF1 | 61 | 167.75 |  | In Service | SS |  | 2048 |  | Existing less Announced Withdrawal | Solar
TAS1 | Existing Plant | Devils Gate | Hydro Tas | Hydro - Dam | Hydro - Water | DEVILS_G | 1 | 60 |  | In Service | S |  | 2100 |  | Existing less Announced Withdrawal | Water
VIC1 | Existing Plant | Diapur Wind Farm | Prime Super | Wind Turbine - Onshore | Wind - Wind | DIAPURWF1 | 2 | 8 |  | In Service | NS | 2021-10-01 | 2046 |  | Existing less Announced Withdrawal | Wind
SA1 | Existing Plant | Dry Creek GT | Engie | Turbine - OCGT | Fossil - Natural Gas Pipeline | DRYCGT1 | 1 | 52 |  | In Service | S |  | 2030 |  | Existing less Announced Withdrawal | OCGT
SA1 | Existing Plant | Dry Creek GT | Engie | Turbine - OCGT | Fossil - Natural Gas Pipeline | DRYCGT2 | 1 | 52 |  | In Service | S |  | 2030 |  | Existing less Announced Withdrawal | OCGT
SA1 | Existing Plant | Dry Creek GT | Engie | Turbine - OCGT | Fossil - Natural Gas Pipeline | DRYCGT3 | 1 | 52 |  | In Service | S |  | 2030 |  | Existing less Announced Withdrawal | OCGT
QLD1 | Existing Plant | Dulacca Wind Farm | Octopus Inv. | Wind Turbine - Onshore | Wind - Wind | DULAWF1 | 43 | 172.99 |  | In Service | SS | 2023-10-01 | 2053 |  | Existing less Announced Withdrawal | Wind
VIC1 | Existing Plant | Dundonnell Wind Farm | AGL (PPA) / Tilt | Wind Turbine - Onshore | Wind - Wind | DUNDWF2 | 11 | 46.2 |  | In Service | SS | 2022-06-01 | 2045 |  | Existing less Announced Withdrawal | Wind
VIC1 | Existing Plant | Dundonnell Wind Farm | AGL (PPA) / Tilt | Wind Turbine - Onshore | Wind - Wind | DUNDWF3 | 29 | 121.8 |  | In Service | SS | 2022-06-01 | 2045 |  | Existing less Announced Withdrawal | Wind
VIC1 | Existing Plant | Dundonnell Wind Farm | AGL (PPA) / Tilt | Wind Turbine - Onshore | Wind - Wind | DUNDWF1 | 40 | 168 |  | In Service | SS | 2022-06-01 | 2045 |  | Existing less Announced Withdrawal | Wind
QLD1 | Existing Plant | Bluegrass Solar Farm | X-Elio | Solar PV - Single axis tracking | Solar - Solar | BLUEGSF1 | 1 | 148 |  | In Service | SS | 2023-06-01 | 2057 |  | Existing less Announced Withdrawal | Solar
QLD1 | Existing Plant | Edenvale Solar Park | Eneos/Sojitz | Solar PV - Single axis tracking | Solar - Solar | EDENVSF1 | 1 | 180 |  | In Service | SS | 2024-03-01 | 2053 |  | Existing less Announced Withdrawal | Solar
SA1 | Existing Plant | Blyth BESS | Neoen | Storage - Battery | Other - Other | BLYTHB1 | 64 | 200 | 400 | In Service | S | 2025-04-01 | 2044 |  | Existing less Announced Withdrawal | Battery Storage
VIC1 | Existing Plant | Brooklyn LFG U1-3 | EDL | Reciprocating Engine - Spark ignition | Other - Other | BROOKLYN | 1 | 2.83 |  | In Service | NS |  | 2050 |  | Existing less Announced Withdrawal | Other
VIC1 | Existing Plant | Eildon Pondage Power Station (EPPS) | Pac Hydro | Hydro - Run of River | Hydro - Water | EILDON3 | 1 | 4.5 | 0 | In Service | NS |  |  |  | Existing less Announced Withdrawal | Water
VIC1 | Existing Plant | Elaine Wind Farm | 60% Atmos / 40% Northleaf Capital | Wind Turbine - Onshore | Wind - Wind | ELAINWF1 | 22 | 83.6 |  | In Service | SS | 2020-12-01 | 2049 |  | Existing less Announced Withdrawal | Wind
QLD1 | Existing Plant | Emerald Solar Park | Telstra | Solar PV - Single axis tracking | Solar - Solar | EMERASF1 | 32 | 72 |  | In Service | SS | 2019-02-01 | 2048 |  | Existing less Announced Withdrawal | Solar
NSW1 | Existing Plant | Eraring | Origin | Turbine - Steam Sub Critical | Fossil - Black Coal | ER01 | 1 | 720 |  | In Service - Announced Withdrawal (Permanent) | S |  | 2027 | 2027-08-19 | Announced Withdrawal | Coal
NSW1 | Existing Plant | Eraring | Origin | Turbine - Steam Sub Critical | Fossil - Black Coal | ER02 | 1 | 720 |  | In Service - Announced Withdrawal (Permanent) | S |  | 2027 | 2027-08-19 | Announced Withdrawal | Coal
NSW1 | Existing Plant | Eraring | Origin | Turbine - Steam Sub Critical | Fossil - Black Coal | ER03 | 1 | 720 |  | In Service - Announced Withdrawal (Permanent) | S |  | 2027 | 2027-08-19 | Announced Withdrawal | Coal
NSW1 | Existing Plant | Eraring | Origin | Turbine - Steam Sub Critical | Fossil - Black Coal | ER04 | 1 | 720 |  | In Service - Announced Withdrawal (Permanent) | S |  | 2027 | 2027-08-19 | Announced Withdrawal | Coal
NSW1 | Existing Plant | Eraring GT | Origin | Turbine - OCGT | Fossil - Diesel | ERGT01 | 1 | 41.5 |  | In Service | NS |  | 2032 |  | Existing less Announced Withdrawal | OCGT
VIC1 | Existing Plant | Ferguson Wind Farm | Prime Super | Wind Turbine - Onshore | Wind - Wind | FNWF1 | 3 | 12 |  | In Service | NS | 2021-04-01 |  |  | Existing less Announced Withdrawal | Wind
NSW1 | Existing Plant | Finley Solar Farm | John Laing, OX2 | Solar PV - Single axis tracking | Solar - Solar | FINLYSF1 | 99 | 162.36 |  | In Service | SS | 2019-11-01 | 2049 |  | Existing less Announced Withdrawal | Solar
TAS1 | Existing Plant | Fisher | Hydro Tas | Hydro - Dam | Hydro - Water | FISHER | 1 | 43.2 |  | In Service | S |  | 2100 |  | Existing less Announced Withdrawal | Water
NSW1 | Existing Plant | Flyers Creek Wind Farm | Iberdrola | Wind Turbine - Onshore | Wind - Wind | FLYCRKWF | 38 | 145.54 |  | In Service | SS | 2024-10-01 | 2063 |  | Existing less Announced Withdrawal | Wind
VIC1 | Existing Plant | Gannawarra Energy Storage System | EA | Storage - Battery | Other - Other | GANNB1 | 1 | 25.33 | 50 | In Service | S |  | 2033 |  | Existing less Announced Withdrawal | Battery Storage
VIC1 | Existing Plant | Gannawarra Solar Farm | EA | Solar PV - Single axis tracking | Solar - Solar | GANNSF1 | 22 | 55 |  | In Service | SS |  | 2048 |  | Existing less Announced Withdrawal | Solar
QLD1 | Existing Plant | German Creek | EDL | Reciprocating Engine - Spark ignition | Fossil - Waste Coal Mine Gas | GERMCRK | 4 | 13.2 |  | In Service | NS |  | 2036 |  | Existing less Announced Withdrawal | Gas other
QLD1 | Existing Plant | German Creek | EDL | Reciprocating Engine - Spark ignition | Fossil - Waste Coal Mine Gas | GERMCRK | 16 | 31.81 |  | In Service | NS |  | 2036 |  | Existing less Announced Withdrawal | Gas other
QLD1 | Existing Plant | Browns Plains | EDL | Reciprocating Engine - Spark ignition | Other - Other | BPLANDF1 | 1 | 1.15 |  | In Service | NS |  | 2050 |  | Existing less Announced Withdrawal | Other
QLD1 | Existing Plant | Gladstone | CS Energy | Turbine - Steam Sub Critical | Fossil - Black Coal | GSTONE1 | 1 | 280 |  | In Service | S |  | 2035 |  | Existing less Announced Withdrawal | Coal
QLD1 | Existing Plant | Gladstone | CS Energy | Turbine - Steam Sub Critical | Fossil - Black Coal | GSTONE2 | 1 | 280 |  | In Service | S |  | 2035 |  | Existing less Announced Withdrawal | Coal
QLD1 | Existing Plant | Gladstone | CS Energy | Turbine - Steam Sub Critical | Fossil - Black Coal | GSTONE3 | 1 | 280 |  | In Service | S |  | 2035 |  | Existing less Announced Withdrawal | Coal
QLD1 | Existing Plant | Gladstone | CS Energy | Turbine - Steam Sub Critical | Fossil - Black Coal | GSTONE4 | 1 | 280 |  | In Service | S |  | 2035 |  | Existing less Announced Withdrawal | Coal
QLD1 | Existing Plant | Gladstone | CS Energy | Turbine - Steam Sub Critical | Fossil - Black Coal | GSTONE5 | 1 | 280 |  | In Service | S |  | 2035 |  | Existing less Announced Withdrawal | Coal
QLD1 | Existing Plant | Gladstone | CS Energy | Turbine - Steam Sub Critical | Fossil - Black Coal | GSTONE6 | 1 | 280 |  | In Service | S |  | 2035 |  | Existing less Announced Withdrawal | Coal
NSW1 | Existing Plant | Glenbawn | AGL | Hydro - Dam | Hydro - Water | GLBWNHYD | 1 | 5 |  | In Service | NS |  |  |  | Existing less Announced Withdrawal | Water
VIC1 | Existing Plant | Glenmaggie Hydro | Pac Hydro | Hydro - Dam | Hydro - Water | GLENMAG1 | 1 | 1.9 | 0 | In Service | NS |  |  |  | Existing less Announced Withdrawal | Water
VIC1 | Existing Plant | Glenrowan Solar Farm | CIMIC, OX2 | Solar PV - Single axis tracking | Solar - Solar | GLENSF1 | 30 | 126 |  | In Service | SS | 2024-02-01 | 2053 |  | Existing less Announced Withdrawal | Solar
VIC1 | Existing Plant | Glenrowan West Solar Farm | Gentari | Solar PV - Single axis tracking | Solar - Solar | GLRWNSF1 | 48 | 132 |  | In Service | SS | 2021-04-01 | 2051 |  | Existing less Announced Withdrawal | Solar
QLD1 | Existing Plant | Browns Plains | EDL | Reciprocating Engine - Spark ignition | Other - Other | BPLANDF1 | 1 | 1.03 |  | In Service | NS |  |  |  | Existing less Announced Withdrawal | Other
VIC1 | Existing Plant | Chepstowe Wind Farm | Prime Super | Wind Turbine - Onshore | Wind - Wind | CHPSTWF1 | 3 | 6.15 |  | In Service | NS | 2015-03-01 | 2039 |  | Existing less Announced Withdrawal | Wind
NSW1 | Existing Plant | Goonumbla Solar Farm | FRV | Solar PV - Single axis tracking | Solar - Solar | GOONSF1 | 31 | 69.75 |  | In Service | SS | 2021-11-01 | 2050 |  | Existing less Announced Withdrawal | Solar
TAS1 | Existing Plant | Gordon | Hydro Tas | Hydro - Dam | Hydro - Water | GORDON | 3 | 432 |  | In Service | S |  | 2100 |  | Existing less Announced Withdrawal | Water
TAS1 | Existing Plant | Granville Harbour Wind Farm | Atmos Renewables/Intera Renewables | Wind Turbine - Onshore | Wind - Wind | GRANWF1 | 31 | 111.6 |  | In Service | SS | 2020-12-01 | 2055 |  | Existing less Announced Withdrawal | Wind
NSW1 | Existing Plant | Darlington Point | EA | Storage - Battery | Other - Other | DPNTB1 | 1 | 25 | 50 | In Service | S | 2023-08-01 | 2051 |  | Existing less Announced Withdrawal | Battery Storage
NSW1 | Existing Plant | Griffith Solar Farm | Neoen | Solar PV - Single axis tracking | Solar - Solar | GRIFSF1 | 12 | 27.19 |  | In Service | NS |  | 2042 |  | Existing less Announced Withdrawal | Solar
NSW1 | Existing Plant | Eastern Creek | BINGO | Reciprocating Engine - Spark ignition | Renewable Biomass or Waste - Landfill Gas | EASTCRK | 4 | 5.06 |  | In Service | NS |  | 2025 |  | Existing less Announced Withdrawal | Biomass
NSW1 | Existing Plant | Gullen Range Solar Farm | BJCE | Solar PV - Fixed | Solar - Solar | GULLRSF1 | 4 | 10 |  | In Service | SS |  | 2100 |  | Existing less Announced Withdrawal | Solar
NSW1 | Existing Plant | Gullen Range Wind Farm | EA | Wind Turbine - Onshore | Wind - Wind | GULLRWF1 | 17 | 25.5 |  | In Service | SS |  | 2100 |  | Existing less Announced Withdrawal | Wind
NSW1 | Existing Plant | Gullen Range Wind Farm | EA | Wind Turbine - Onshore | Wind - Wind | GULLRWF1 | 56 | 140 |  | In Service | SS |  | 2100 |  | Existing less Announced Withdrawal | Wind
NSW1 | Existing Plant | Eastern Creek 2 Gas Utilisation Facility | BINGO | Reciprocating Engine - Spark ignition | Renewable Biomass or Waste - Landfill Gas | EASTCRK2 | 4 | 4.49 |  | In Service | NS |  | 2042 |  | Existing less Announced Withdrawal | Biomass
NSW1 | Existing Plant | Gunnedah Solar Farm | CalEnergy (Berkshire) | Solar PV - Single axis tracking | Solar - Solar | GNNDHSF1 | 1 | 110 |  | In Service | SS | 2021-10-01 | 2056 |  | Existing less Announced Withdrawal | Solar
NSW1 | Existing Plant | Gunning Wind Farm | Acciona | Wind Turbine - Onshore | Wind - Wind | GUNNING1 | 11 | 16.5 |  | In Service | SS |  | 2036 |  | Existing less Announced Withdrawal | Wind
NSW1 | Existing Plant | Gunning Wind Farm | Acciona | Wind Turbine - Onshore | Wind - Wind | GUNNING1 | 20 | 30 |  | In Service | SS |  | 2036 |  | Existing less Announced Withdrawal | Wind
NSW1 | Existing Plant | Guthega | Snowy Hydro | Hydro - Dam | Hydro - Water | GUTHEGA | 2 | 60 |  | In Service | S |  | 2070 |  | Existing less Announced Withdrawal | Water
SA1 | Existing Plant | Hallett 4 North Brown Hill | Foresight | Wind Turbine - Onshore | Wind - Wind | NBHWF1 | 63 | 132.3 |  | In Service | SS |  | 2036 |  | Existing less Announced Withdrawal | Wind
SA1 | Existing Plant | Hallett 5 The Bluff WF | AGL | Wind Turbine - Onshore | Wind - Wind | BLUFF1 | 25 | 52.5 |  | In Service | SS |  | 2036 |  | Existing less Announced Withdrawal | Wind
SA1 | Existing Plant | Hallett GT | EA | Turbine - OCGT | Fossil - Natural Gas Pipeline | AGLHAL | 1 | 18 |  | In Service | S |  | 2032 |  | Existing less Announced Withdrawal | OCGT
SA1 | Existing Plant | Hallett GT | EA | Turbine - OCGT | Fossil - Natural Gas Pipeline | AGLHAL | 1 | 21.76 |  | In Service | S |  | 2032 |  | Existing less Announced Withdrawal | OCGT
SA1 | Existing Plant | Hallett GT | EA | Turbine - OCGT | Fossil - Natural Gas Pipeline | AGLHAL | 1 | 25.6 |  | In Service | S |  | 2032 |  | Existing less Announced Withdrawal | OCGT
SA1 | Existing Plant | Hallett GT | EA | Turbine - OCGT | Fossil - Natural Gas Pipeline | AGLHAL | 1 | 27 |  | In Service | S |  | 2032 |  | Existing less Announced Withdrawal | OCGT
SA1 | Existing Plant | Hallett GT | EA | Turbine - OCGT | Fossil - Natural Gas Pipeline | AGLHAL | 1 | 37.2 |  | In Service | S |  | 2050 |  | Existing less Announced Withdrawal | OCGT
SA1 | Existing Plant | Hallett GT | EA | Turbine - OCGT | Fossil - Natural Gas Pipeline | AGLHAL | 2 | 37.8 |  | In Service | S |  | 2032 |  | Existing less Announced Withdrawal | OCGT
SA1 | Existing Plant | Hallett GT | EA | Turbine - OCGT | Fossil - Natural Gas Pipeline | AGLHAL | 2 | 41.5 |  | In Service | S |  | 2032 |  | Existing less Announced Withdrawal | OCGT
SA1 | Existing Plant | Hallett GT | EA | Turbine - OCGT | Fossil - Natural Gas Pipeline | AGLHAL | 4 | 68 |  | In Service | S |  | 2032 |  | Existing less Announced Withdrawal | OCGT
SA1 | Existing Plant | Hallett Stage 1 Brown Hill | AGL | Wind Turbine - Onshore | Wind - Wind | HALLWF1 | 45 | 94.5 |  | In Service | SS |  | 2043 |  | Existing less Announced Withdrawal | Wind
SA1 | Existing Plant | Hallett Stage 2 Hallett Hill | AGL | Wind Turbine - Onshore | Wind - Wind | HALLWF2 | 34 | 71.4 |  | In Service | SS |  | 2035 |  | Existing less Announced Withdrawal | Wind
QLD1 | Existing Plant | Hamilton Solar Farm | Gentari/Edify | Solar PV - Single axis tracking | Solar - Solar | HAMISF1 | 23 | 57.5 |  | In Service | SS |  | 2048 |  | Existing less Announced Withdrawal | Solar
SA1 | Existing Plant | Happy Valley Reservoir | SA Water | Storage - Battery | Other - Other | HVWWBA1 | 1 | 5.52 | 8.82 | In Service | S | 2022-12-01 | 2041 |  | Existing less Announced Withdrawal | Battery Storage
SA1 | Existing Plant | Happy Valley Reservoir | SA Water | Solar PV - Single axis tracking | Solar - Solar | HVWWPV1 | 4 | 11 |  | In Service | SS | 2022-09-01 | 2041 |  | Existing less Announced Withdrawal | Solar
QLD1 | Existing Plant | Haughton Solar Farm Stage 1 | Pac Hydro | Solar PV - Single axis tracking | Solar - Solar | HAUGHT11 | 81 | 132.6 |  | In Service | SS | 2020-09-01 | 2050 |  | Existing less Announced Withdrawal | Solar
VIC1 | Existing Plant | Hawkesdale Wind Farm | GPG | Wind Turbine - Onshore | Wind - Wind | HD1WF1 | 23 | 96.6 |  | In Service | SS | 2024-10-01 | 2054 |  | Existing less Announced Withdrawal | Wind
QLD1 | Existing Plant | Hayman Solar Farm | Atmos Renewables | Solar PV - Single axis tracking | Solar - Solar | HAYMSF1 | 21 | 57.75 |  | In Service | SS |  | 2048 |  | Existing less Announced Withdrawal | Solar
VIC1 | Existing Plant | Hazelwood Battery Energy Storage System (HBESS) | Engie | Storage - Battery | Other - Other | HBESS1 | 1 | 200.07 | 162 | In Service | S | 2023-06-01 | 2043 |  | Existing less Announced Withdrawal | Battery Storage
NSW1 | Existing Plant | Hillston Sun Farm | Amp | Solar PV - Single axis tracking | Solar - Solar | HILLSTN1 | 40 | 110 |  | In Service | SS | 2022-07-01 | 2046 |  | Existing less Announced Withdrawal | Solar
VIC1 | Existing Plant | Eildon | AGL | Hydro - Dam | Hydro - Water | EILDON1 | 1 | 60 |  | In Service | S |  | 2057 |  | Existing less Announced Withdrawal | Water
SA1 | Existing Plant | Hornsdale Wind Farm Stage 1 | Neoen 70%/Atmos 30% | Wind Turbine - Onshore | Wind - Wind | HDWF1 | 32 | 102.4 |  | In Service | SS |  | 2056 |  | Existing less Announced Withdrawal | Wind
SA1 | Existing Plant | Hornsdale Wind Farm Stage 2 | Neoen 80%/Atmos 20% | Wind Turbine - Onshore | Wind - Wind | HDWF2 | 32 | 102.4 |  | In Service | SS |  | 2057 |  | Existing less Announced Withdrawal | Wind
SA1 | Existing Plant | Hornsdale Wind Farm Stage 3 | Neoen 80%/Atmos 20% | Wind Turbine - Onshore | Wind - Wind | HDWF3 | 35 | 112 |  | In Service | SS |  | 2057 |  | Existing less Announced Withdrawal | Wind
QLD1 | Existing Plant | Hughenden Sun Farm | BayWare | Solar PV - Single axis tracking | Solar - Solar | HUGSF1 | 18 | 20.97 |  | In Service | NS | 2022-04-01 | 2048 |  | Existing less Announced Withdrawal | Solar
NSW1 | Existing Plant | Hume Dam NSW | Foresight | Hydro - Dam | Hydro - Water | HUMENSW | 1 | 29 |  | In Service | S |  | 2057 |  | Existing less Announced Withdrawal | Water
VIC1 | Existing Plant | Hume Dam VIC | Foresight | Hydro - Dam | Hydro - Water | HUMEV | 1 | 29 |  | In Service | S |  | 2057 |  | Existing less Announced Withdrawal | Water
NSW1 | Existing Plant | Hunter EconomicZone | Snowy Hydro | Reciprocating Engine - Compression ignition | Fossil - Diesel | HEZ1 | 1 | 20.8 |  | In Service | S |  | 2036 |  | Existing less Announced Withdrawal | Other
VIC1 | Existing Plant | Eildon | AGL | Hydro - Dam | Hydro - Water | EILDON2 | 1 | 60 |  | In Service | S |  | 2057 |  | Existing less Announced Withdrawal | Water
QLD1 | Existing Plant | Invicta Mill | Haughton Sugar Company Pty Limited | Turbine - Steam Sub Critical | Renewable Biomass or Waste - Bagasse | INVICTA | 1 | 2.5 |  | In Service | NS |  | 2031 |  | Existing less Announced Withdrawal | Biomass
QLD1 | Existing Plant | Invicta Mill | Haughton Sugar Company Pty Limited | Turbine - Steam Sub Critical | Renewable Biomass or Waste - Bagasse | INVICTA | 1 | 9 |  | In Service | NS |  | 2031 |  | Existing less Announced Withdrawal | Biomass
QLD1 | Existing Plant | Invicta Mill | Haughton Sugar Company Pty Limited | Turbine - Steam Sub Critical | Renewable Biomass or Waste - Bagasse | INVICTA | 1 | 38.8 |  | In Service | NS |  | 2035 |  | Existing less Announced Withdrawal | Biomass
QLD1 | Existing Plant | ISIS Central Sugar Mill Co-generation Plant | SEI | Turbine - Steam Sub Critical | Other - Other | ICSM | 1 | 25 |  | In Service | NS |  |  |  | Existing less Announced Withdrawal | Gas other
VIC1 | Existing Plant | Eildon | AGL | Hydro - Dam | Hydro - Water | EILDON1 | 1 | 7.5 |  | In Service | S |  | 2057 |  | Existing less Announced Withdrawal | Water
VIC1 | Existing Plant | Jeeralang A | EA | Turbine - OCGT | Fossil - Natural Gas Pipeline | JLA01 | 1 | 53 |  | In Service | S |  | 2039 |  | Existing less Announced Withdrawal | OCGT
VIC1 | Existing Plant | Jeeralang A | EA | Turbine - OCGT | Fossil - Natural Gas Pipeline | JLA02 | 1 | 53 |  | In Service | S |  | 2039 |  | Existing less Announced Withdrawal | OCGT
VIC1 | Existing Plant | Jeeralang A | EA | Turbine - OCGT | Fossil - Natural Gas Pipeline | JLA03 | 1 | 53 |  | In Service | S |  | 2039 |  | Existing less Announced Withdrawal | OCGT
VIC1 | Existing Plant | Jeeralang A | EA | Turbine - OCGT | Fossil - Natural Gas Pipeline | JLA04 | 1 | 53 |  | In Service | S |  | 2039 |  | Existing less Announced Withdrawal | OCGT
VIC1 | Existing Plant | Jeeralang B | EA | Turbine - OCGT | Fossil - Natural Gas Pipeline | JLB01 | 1 | 76 |  | In Service | S |  | 2039 |  | Existing less Announced Withdrawal | OCGT
VIC1 | Existing Plant | Jeeralang B | EA | Turbine - OCGT | Fossil - Natural Gas Pipeline | JLB02 | 1 | 76 |  | In Service | S |  | 2039 |  | Existing less Announced Withdrawal | OCGT
VIC1 | Existing Plant | Jeeralang B | EA | Turbine - OCGT | Fossil - Natural Gas Pipeline | JLB03 | 1 | 76 |  | In Service | S |  | 2039 |  | Existing less Announced Withdrawal | OCGT
NSW1 | Existing Plant | Jemalong Solar | Genex | Solar PV - Single axis tracking | Solar - Solar | JEMALNG1 | 20 | 55 | 0 | In Service | SS | 2021-12-01 | 2050 |  | Existing less Announced Withdrawal | Solar
NSW1 | Existing Plant | Jindabyne | Snowy Hydro | Hydro - Dam | Hydro - Water | JNDABNE1 | 1 | 1.1 |  | In Service | NS |  | 2070 |  | Existing less Announced Withdrawal | Water
TAS1 | Existing Plant | John Butters | Hydro Tas | Hydro - Dam | Hydro - Water | JBUTTERS | 1 | 144 |  | In Service | S |  | 2100 |  | Existing less Announced Withdrawal | Water
NSW1 | Existing Plant | Jounama | Snowy Hydro | Hydro - Dam | Hydro - Water | JOUNAMA1 | 1 | 14.4 |  | In Service | NS |  | 2070 |  | Existing less Announced Withdrawal | Water
NSW1 | Existing Plant | Junee Solar Farm | Metka EGN | Solar PV - Single axis tracking | Solar - Solar | JUNEESF1 | 22 | 36.01 |  | In Service | SS |  | 2050 |  | Existing less Announced Withdrawal | Solar
VIC1 | Existing Plant | Karadoc Solar Farm | Atmos | Solar PV - Single axis tracking | Solar - Solar | KARSF1 | 38 | 104.5 |  | In Service | SS | 2018-12-01 | 2048 |  | Existing less Announced Withdrawal | Solar
QLD1 | Existing Plant | Kareeya | CleanCo | Hydro - Run of River | Hydro - Water | KAREEYA1 | 1 | 21.6 |  | In Service | S |  | 2057 |  | Existing less Announced Withdrawal | Water
QLD1 | Existing Plant | Kareeya | CleanCo | Hydro - Run of River | Hydro - Water | KAREEYA2 | 1 | 21.6 |  | In Service | S |  | 2057 |  | Existing less Announced Withdrawal | Water
QLD1 | Existing Plant | Kareeya | CleanCo | Hydro - Run of River | Hydro - Water | KAREEYA3 | 1 | 21.6 |  | In Service | S |  | 2057 |  | Existing less Announced Withdrawal | Water
QLD1 | Existing Plant | Kareeya | CleanCo | Hydro - Run of River | Hydro - Water | KAREEYA4 | 1 | 21.6 |  | In Service | S |  | 2057 |  | Existing less Announced Withdrawal | Water
VIC1 | Existing Plant | Eildon | AGL | Hydro - Dam | Hydro - Water | EILDON2 | 1 | 7.5 |  | In Service | S |  | 2057 |  | Existing less Announced Withdrawal | Water
NSW1 | Existing Plant | Keepit | GSP | Hydro - Dam | Hydro - Water | KEEPIT | 1 | 7.2 | 0 | In Service | NS |  |  |  | Existing less Announced Withdrawal | Water
QLD1 | Existing Plant | Kennedy Energy Park - Phase 1 - Solar | RES | Solar PV - Single axis tracking | Solar - Solar | KEPSF1 | 6 | 15 |  | In Service | SS |  | 2046 |  | Existing less Announced Withdrawal | Solar
NSW1 | Existing Plant | Glennies Creek | Envirogen | Reciprocating Engine - Spark ignition | Fossil - Waste Coal Mine Gas | GLENNCRK | 12 | 12.78 |  | In Service | NS |  | 2027 |  | Existing less Announced Withdrawal | Gas other
QLD1 | Existing Plant | Kennedy Energy Park - Phase 1 - Wind | RES | Wind Turbine - Onshore | Wind - Wind | KEPWF1 | 12 | 43.2 |  | In Service | SS |  | 2046 |  | Existing less Announced Withdrawal | Wind
VIC1 | Existing Plant | Kiamal Solar Farm - Stage 1 | Total Eren | Solar PV - Single axis tracking | Solar - Solar | KIAMSF1 | 150 | 199.95 | 0 | In Service | SS | 2022-01-01 | 2049 |  | Existing less Announced Withdrawal | Solar
VIC1 | Existing Plant | Kiata Wind Farm | Atmos Renewables | Wind Turbine - Onshore | Wind - Wind | KIATAWF1 | 9 | 31.05 |  | In Service | SS |  | 2042 |  | Existing less Announced Withdrawal | Wind
QLD1 | Existing Plant | Kidston Solar Project Phase One 50MW | Genex | Solar PV - Fixed | Solar - Solar | KSP1 | 20 | 50 | 0 | In Service | SS | 2017-12-01 | 2037 |  | Existing less Announced Withdrawal | Solar
NSW1 | Existing Plant | Grange Avenue | EDL | Reciprocating Engine - Spark ignition | Renewable Biomass or Waste - Landfill Gas | GRANGEAV | 1 | 1.26 |  | In Service | NS |  | 2025 |  | Existing less Announced Withdrawal | Biomass
QLD1 | Existing Plant | Kogan Creek | CS Energy | Turbine - Steam Super Critical | Fossil - Black Coal | KPP_1 | 1 | 744 |  | In Service | S |  | 2042 |  | Existing less Announced Withdrawal | Coal
SA1 | Existing Plant | Ladbroke Grove | Origin | Turbine - OCGT | Fossil - Natural Gas Pipeline | LADBROK1 | 1 | 40 |  | In Service | S |  | 2035 |  | Existing less Announced Withdrawal | OCGT
SA1 | Existing Plant | Ladbroke Grove | Origin | Turbine - OCGT | Fossil - Natural Gas Pipeline | LADBROK2 | 1 | 40 |  | In Service | S |  | 2035 |  | Existing less Announced Withdrawal | OCGT
SA1 | Existing Plant | Lake Bonney 1 Wind Farm | Iberdrola | Wind Turbine - Onshore | Wind - Wind | LKBONNY1 | 46 | 80.5 |  | In Service | SS |  | 2035 |  | Existing less Announced Withdrawal | Wind
SA1 | Existing Plant | Lake Bonney 2 Wind Farm | Iberdrola | Wind Turbine - Onshore | Wind - Wind | LKBONNY2 | 53 | 159 |  | In Service | SS |  | 2038 |  | Existing less Announced Withdrawal | Wind
SA1 | Existing Plant | Lake Bonney 3 Wind Farm | Iberdrola | Wind Turbine - Onshore | Wind - Wind | LKBONNY3 | 13 | 39 |  | In Service | SS |  | 2040 |  | Existing less Announced Withdrawal | Wind
SA1 | Existing Plant | Lake Bonney Battery Energy Storage | Iberdrola | Storage - Battery | Other - Other | LBB1 | 1 | 25 | 52 | In Service | S | 2019-11-01 | 2034 |  | Existing less Announced Withdrawal | Battery Storage
TAS1 | Existing Plant | Lake Echo | Hydro-Electric Corporation | Hydro - Dam | Hydro - Water | LK_ECHO | 1 | 32.4 |  | In Service | S |  | 2100 |  | Existing less Announced Withdrawal | Water
VIC1 | Existing Plant | Laverton North | Snowy Hydro | Turbine - OCGT | Fossil - Natural Gas Pipeline | LNGS1 | 1 | 156 |  | In Service | S |  | 2070 |  | Existing less Announced Withdrawal | OCGT
VIC1 | Existing Plant | Laverton North | Snowy Hydro | Turbine - OCGT | Fossil - Natural Gas Pipeline | LNGS2 | 1 | 156 |  | In Service | S |  | 2070 |  | Existing less Announced Withdrawal | OCGT
TAS1 | Existing Plant | Lemonthyme / Wilmot | Hydro-Electric Corporation | Hydro - Dam | Hydro - Water | LEM_WIL | 1 | 30.6 |  | In Service | S |  | 2100 |  | Existing less Announced Withdrawal | Water
TAS1 | Existing Plant | Lemonthyme / Wilmot | Hydro-Electric Corporation | Hydro - Dam | Hydro - Water | LEM_WIL | 1 | 51 |  | In Service | S |  | 2100 |  | Existing less Announced Withdrawal | Water
QLD1 | Existing Plant | Grosvenor 1 | EDL | Reciprocating Engine - Spark ignition | Fossil - Waste Coal Mine Gas | GROSV1 | 7 | 21 |  | In Service | NS |  | 2038 |  | Existing less Announced Withdrawal | Gas other
QLD1 | Existing Plant | Lilyvale Solar Farm | FRV | Solar PV - Single axis tracking | Solar - Solar | LILYSF1 | 74 | 118.4 |  | In Service | SS | 2022-01-01 | 2048 |  | Existing less Announced Withdrawal | Solar
NSW1 | Existing Plant | Limondale Solar Farm 1 | RWE | Solar PV - Single axis tracking | Solar - Solar | LIMOSF11 | 100 | 230 |  | In Service | SS | 2022-12-01 | 2050 |  | Existing less Announced Withdrawal | Solar
NSW1 | Existing Plant | Limondale Solar Farm 2 | RWE | Solar PV - Single axis tracking | Solar - Solar | LIMOSF21 | 14 | 28.98 | 0 | In Service | SS | 2023-04-01 | 2050 |  | Existing less Announced Withdrawal | Solar
SA1 | Existing Plant | Lincoln Gap Wind Farm - stage 1 | Ratch Australia | Wind Turbine - Onshore | Wind - Wind | LGAPWF1 | 35 | 126 | 0 | In Service | SS | 2020-08-01 | 2045 |  | Existing less Announced Withdrawal | Wind
SA1 | Existing Plant | Lincoln Gap Wind Farm - Stage 2 | Ratch Australia | Wind Turbine - Onshore | Wind - Wind | LGAPWF2 | 24 | 86.4 |  | In Service | SS | 2022-02-01 | 2045 |  | Existing less Announced Withdrawal | Wind
QLD1 | Existing Plant | Longreach Solar Farm | Diamond Energy | Solar PV - Fixed | Solar - Solar | LRSF1 | 7 | 15 |  | In Service | NS |  | 2043 |  | Existing less Announced Withdrawal | Solar
SA1 | Existing Plant | Lonsdale | Snowy Hydro | Reciprocating Engine - Compression ignition | Fossil - Diesel | LONSDALE | 18 | 20.16 |  | In Service | S |  | 2070 |  | Existing less Announced Withdrawal | Other
VIC1 | Existing Plant | Loy Yang A Power Station | AGL | Turbine - Steam Sub Critical | Fossil - Brown Coal | LYA1 | 1 | 560 |  | In Service | S |  | 2035 |  | Existing less Announced Withdrawal | Coal
VIC1 | Existing Plant | Loy Yang A Power Station | AGL | Turbine - Steam Sub Critical | Fossil - Brown Coal | LYA2 | 1 | 530 |  | In Service | S |  | 2035 |  | Existing less Announced Withdrawal | Coal
VIC1 | Existing Plant | Loy Yang A Power Station | AGL | Turbine - Steam Sub Critical | Fossil - Brown Coal | LYA3 | 1 | 560 |  | In Service | S |  | 2035 |  | Existing less Announced Withdrawal | Coal
VIC1 | Existing Plant | Loy Yang A Power Station | AGL | Turbine - Steam Sub Critical | Fossil - Brown Coal | LYA4 | 1 | 560 |  | In Service | S |  | 2035 |  | Existing less Announced Withdrawal | Coal
VIC1 | Existing Plant | Loy Yang B | Alinta | Turbine - Steam Sub Critical | Fossil - Brown Coal | LOYYB1 | 1 | 580 |  | In Service | S |  | 2047 |  | Existing less Announced Withdrawal | Coal
VIC1 | Existing Plant | Loy Yang B | Alinta | Turbine - Steam Sub Critical | Fossil - Brown Coal | LOYYB2 | 1 | 580 |  | In Service | S |  | 2047 |  | Existing less Announced Withdrawal | Coal
NSW1 | Existing Plant | Lucas Heights 2 | EDL | Reciprocating Engine - Spark ignition | Renewable Biomass or Waste - Landfill Gas | LUCAS2S2 | 4 | 4.6 |  | In Service | NS |  | 2025 |  | Existing less Announced Withdrawal | Biomass
NSW1 | Existing Plant | Lucas Heights 2 | EDL | Reciprocating Engine - Spark ignition | Renewable Biomass or Waste - Landfill Gas | LUCASHGT | 11 | 12.65 |  | In Service | NS |  | 2025 |  | Existing less Announced Withdrawal | Biomass
VIC1 | Existing Plant | Macarthur Wind Farm | AGL (operates and has PPA) / owners: 24.9% Atmos Renewables/25.1% Intera Renewables/50% Dexus | Wind Turbine - Onshore | Wind - Wind | MACARTH1 | 140 | 420 |  | In Service | SS |  | 2038 |  | Existing less Announced Withdrawal | Wind
TAS1 | Existing Plant | Mackintosh | Hydro Tas | Hydro - Dam | Hydro - Water | MACKNTSH | 1 | 79.9 |  | In Service | S |  | 2100 |  | Existing less Announced Withdrawal | Water
NSW1 | Existing Plant | Manildra Solar Farm | EA | Solar PV - Single axis tracking | Solar - Solar | MANSLR1 | 20 | 50 |  | In Service | SS | 2018-12-01 | 2048 |  | Existing less Announced Withdrawal | Solar
SA1 | Existing Plant | Mannum Adelaide Pumping Station No 2 - MAPL2 (Palmer) | SA Water | Solar PV - Single axis tracking | Solar - Solar | MAPS2PV1 | 6 | 16.5 |  | In Service | SS | 2022-05-01 | 2041 |  | Existing less Announced Withdrawal | Solar
SA1 | Existing Plant | Mannum Adelaide Pumping Station No 3 - MAPL3 (Tungkillo) | SA Water | Solar PV - Single axis tracking | Solar - Solar | MAPS3PV1 | 6 | 16.5 |  | In Service | SS | 2023-01-01 | 2041 |  | Existing less Announced Withdrawal | Solar
VIC1 | Existing Plant | Maroona Wind Farm | Myamba | Wind Turbine - Onshore | Wind - Wind | MAROOWF1 | 2 | 6.9 |  | In Service | NS |  | 2043 |  | Existing less Announced Withdrawal | Wind
QLD1 | Existing Plant | Maryrorough Solar Farm | Diamond Energy | Solar PV - Single axis tracking | Solar - Solar | MARYRSF1 | 1 | 34.5 |  | In Service | SS | 2021-03-01 | 2048 |  | Existing less Announced Withdrawal | Solar
TAS1 | Existing Plant | Meadowbank | Hydro-Electric Corporation | Hydro - Dam | Hydro - Water | MEADOWBK | 1 | 40 |  | In Service | S |  | 2100 |  | Existing less Announced Withdrawal | Water
NSW1 | Existing Plant | Gullen Range Wind Farm 2 | BJCE | Wind Turbine - Onshore | Wind - Wind | GULLRWF2 | 31 | 110.67 |  | In Service | SS | 2023-12-01 | 2120 |  | Existing less Announced Withdrawal | Wind
NSW1 | Existing Plant | Metz Solar Farm | FRV | Solar PV - Single axis tracking | Solar - Solar | METZSF1 | 54 | 135 |  | In Service | SS | 2023-04-01 | 2052 |  | Existing less Announced Withdrawal | Solar
QLD1 | Existing Plant | Middlemount Solar Farm | SUSI Partners | Solar PV - Single axis tracking | Solar - Solar | MIDDLSF1 | 1 | 26 |  | In Service | SS | 2021-07-01 | 2050 |  | Existing less Announced Withdrawal | Solar
TAS1 | Existing Plant | Midlands Hydro | TBA | Hydro - Dam | Hydro - Water |  | 1 | 6 |  | In Service | NS |  |  |  | Existing less Announced Withdrawal | Water
QLD1 | Existing Plant | Millmerran Power Plant | InterGen | Turbine - Steam Super Critical | Fossil - Black Coal | MPP_1 | 1 | 426 |  | In Service | S |  | 2051 |  | Existing less Announced Withdrawal | Coal
QLD1 | Existing Plant | Millmerran Power Plant | InterGen | Turbine - Steam Super Critical | Fossil - Black Coal | MPP_2 | 1 | 426 |  | In Service | S |  | 2051 |  | Existing less Announced Withdrawal | Coal
SA1 | Existing Plant | Mintaro GT | Engie | Turbine - OCGT | Fossil - Natural Gas Pipeline | MINTARO | 1 | 90 |  | In Service | S |  | 2030 |  | Existing less Announced Withdrawal | OCGT
VIC1 | Existing Plant | Hallam Road | LMS Energy | Reciprocating Engine - Spark ignition | Renewable Biomass or Waste - Landfill Gas | HALAMRD1 | 8 | 8.98 |  | In Service | NS |  | 2044 |  | Existing less Announced Withdrawal | Biomass
NSW1 | Existing Plant | Molong Solar Farm | Amp | Solar PV - Single axis tracking | Solar - Solar | MOLNGSF1 | 22 | 36.08 |  | In Service | SS | 2021-02-01 | 2045 |  | Existing less Announced Withdrawal | Solar
VIC1 | Existing Plant | Moorabool Wind Farm | BJEI | Wind Turbine - Onshore | Wind - Wind | MOORAWF1 | 104 | 312 |  | In Service | SS | 2022-07-01 | 2044 |  | Existing less Announced Withdrawal | Wind
SA1 | Existing Plant | Hornsdale Power Reserve Unit 1 | Neoen | Storage - Battery | Other - Other | HPR1 | 1 | 100 | 117 | In Service | S |  | 2057 |  | Existing less Announced Withdrawal | Battery Storage
QLD1 | Existing Plant | Moranbah North | EDL | Reciprocating Engine - Spark ignition | Fossil - Waste Coal Mine Gas | MBAHNTH | 21 | 63.84 |  | In Service | NS |  | 2038 |  | Existing less Announced Withdrawal | Gas other
NSW1 | Existing Plant | Moree Solar Farm | FRV | Solar PV - Single axis tracking | Solar - Solar | MOREESF1 | 56 | 56 |  | In Service | SS |  | 2046 |  | Existing less Announced Withdrawal | Solar
SA1 | Existing Plant | Morgan To Whyalla Pipeline No 1 PS And Water Filtration Plant | SA Water | Solar PV - Single axis tracking | Solar - Solar | MWPS1PV1 | 2 | 5.5 |  | In Service | SS | 2022-08-01 | 2031 |  | Existing less Announced Withdrawal | Solar
SA1 | Existing Plant | Morgan To Whyalla Pipeline No 2 PS | SA Water | Solar PV - Single axis tracking | Solar - Solar | MWPS2PV1 | 2 | 5.5 |  | In Service | SS | 2022-06-01 | 2041 |  | Existing less Announced Withdrawal | Solar
SA1 | Existing Plant | Morgan To Whyalla Pipeline No 3 PS | SA Water | Solar PV - Single axis tracking | Solar - Solar | MWPS3PV1 | 3 | 7.5 |  | In Service | SS | 2022-06-01 | 2045 |  | Existing less Announced Withdrawal | Solar
SA1 | Existing Plant | Morgan To Whyalla Pipeline No 4 PS | SA Water | Solar PV - Single axis tracking | Solar - Solar | MWPS4PV1 | 2 | 5.5 |  | In Service | SS | 2022-08-01 | 2041 |  | Existing less Announced Withdrawal | Solar
VIC1 | Existing Plant | Mortlake | Origin | Turbine - OCGT | Fossil - Natural Gas Pipeline | MORTLK11 | 1 | 292 |  | In Service | S |  | 2047 |  | Existing less Announced Withdrawal | OCGT
VIC1 | Existing Plant | Mortlake | Origin | Turbine - OCGT | Fossil - Natural Gas Pipeline | MORTLK12 | 1 | 292 |  | In Service | S |  | 2047 |  | Existing less Announced Withdrawal | OCGT
VIC1 | Existing Plant | Mortlake South Wind Farm | Acciona | Wind Turbine - Onshore | Wind - Wind | MRTLSWF1 | 35 | 157.5 |  | In Service | SS | 2023-05-01 | 2047 |  | Existing less Announced Withdrawal | Wind
VIC1 | Existing Plant | Mortons Lane Wind Farm | EA | Wind Turbine - Onshore | Wind - Wind | MLWF1 | 13 | 19.5 |  | In Service | NS | 2021-07-01 |  |  | Existing less Announced Withdrawal | Wind
QLD1 | Existing Plant | Mount Emerald | Ratch Australia (Ergon) | Wind Turbine - Onshore | Wind - Wind | MEWF1 | 53 | 180.52 |  | In Service | SS | 2018-10-01 | 2043 |  | Existing less Announced Withdrawal | Wind
QLD1 | Existing Plant | Moura Solar Farm | Metlen, OX2 | Solar PV - Single axis tracking | Solar - Solar | MOUSF1 | 36 | 99 |  | In Service | SS | 2023-04-01 | 2057 |  | Existing less Announced Withdrawal | Solar
VIC1 | Existing Plant | Mt Gellibrand Wind Farm | Acciona | Wind Turbine - Onshore | Wind - Wind | MTGELWF1 | 44 | 138.6 |  | In Service | SS | 2018-07-01 | 2043 |  | Existing less Announced Withdrawal | Wind
VIC1 | Existing Plant | Mt Mercer Wind Farm | Foresight | Wind Turbine - Onshore | Wind - Wind | MERCER01 | 64 | 131.2 |  | In Service | SS |  | 2043 |  | Existing less Announced Withdrawal | Wind
SA1 | Existing Plant | Mt Millar Wind Farm | Foresight | Wind Turbine - Onshore | Wind - Wind | MTMILLAR | 35 | 72.28 |  | In Service | NS |  | 2035 |  | Existing less Announced Withdrawal | Wind
NSW1 | Existing Plant | Mt Piper | EA | Turbine - Steam Sub Critical | Fossil - Black Coal | MP1 | 1 | 730 |  | In Service | S |  | 2040 |  | Existing less Announced Withdrawal | Coal
NSW1 | Existing Plant | Mt Piper | EA | Turbine - Steam Sub Critical | Fossil - Black Coal | MP2 | 1 | 660 |  | In Service | S | 2027-01-01 | 2040 |  | Existing less Announced Withdrawal | Coal
QLD1 | Existing Plant | Mt Stuart | Origin | Turbine - OCGT | Fossil - Diesel | MSTUART1 | 1 | 146 |  | In Service | S |  | 2033 |  | Existing less Announced Withdrawal | OCGT
QLD1 | Existing Plant | Mt Stuart | Origin | Turbine - OCGT | Fossil - Diesel | MSTUART2 | 1 | 146 |  | In Service | S |  | 2033 |  | Existing less Announced Withdrawal | OCGT
QLD1 | Existing Plant | Mt Stuart | Origin | Turbine - OCGT | Fossil - Diesel | MSTUART3 | 1 | 131.5 |  | In Service | S |  | 2044 |  | Existing less Announced Withdrawal | OCGT
VIC1 | Existing Plant | Murra Warra Wind Farm - stage 1 | Squadron | Wind Turbine - Onshore | Wind - Wind | MUWAWF1 | 61 | 225.7 |  | In Service | SS | 2021-09-01 | 2049 |  | Existing less Announced Withdrawal | Wind
VIC1 | Existing Plant | Murra Warra Wind Farm - stage 2 | Squadron | Wind Turbine - Onshore | Wind - Wind | MUWAWF2 | 38 | 209 |  | In Service | SS | 2022-10-01 | 2052 |  | Existing less Announced Withdrawal | Wind
SA1 | Existing Plant | Hornsdale Power Reserve Unit 1 | Neoen | Storage - Battery | Other - Other | HPR1 | 1 | 50 | 61.3 | In Service | S | 2020-07-01 | 2057 |  | Existing less Announced Withdrawal | Battery Storage
VIC1 | Existing Plant | HYMIVC06 Belgrave-Hallam Rd Micro Hydro | South East Water Corporation | Hydro - Dam | Hydro - Water | HLMSEW01 | 1 | 0.25 | 0 | In Service | NS |  |  |  | Existing less Announced Withdrawal | Water
SA1 | Existing Plant | Murray Bridge - Onkaparinga Pipeline Pump 2 | SA Water | Solar PV - Single axis tracking | Solar - Solar | MBPS2PV1 | 5 | 13.75 |  | In Service | SS | 2022-08-01 | 2041 |  | Existing less Announced Withdrawal | Solar
TAS1 | Existing Plant | Musselroe Wind Farm | Hydro Tas | Wind Turbine - Onshore | Wind - Wind | MUSSELR1 | 56 | 168 |  | In Service | SS |  | 2050 |  | Existing less Announced Withdrawal | Wind
NSW1 | Existing Plant | Jacks Gully | EDL | Reciprocating Engine - Spark ignition | Renewable Biomass or Waste - Landfill Gas | JACKSGUL | 2 | 2.3 |  | In Service | NS |  | 2026 |  | Existing less Announced Withdrawal | Biomass
NSW1 | Existing Plant | Nevertire Solar Farm | Atmos | Solar PV - Single axis tracking | Solar - Solar | NEVERSF1 | 48 | 104.64 |  | In Service | SS | 2020-07-01 | 2049 |  | Existing less Announced Withdrawal | Solar
NSW1 | Existing Plant | New England Solar Farm | ACEN | Solar PV - Single axis tracking | Solar - Solar | NEWENSF1 | 1 | 200 |  | In Service | SS | 2023-05-01 | 2052 |  | Existing less Announced Withdrawal | Solar
NSW1 | Existing Plant | New England Solar Farm | ACEN | Solar PV - Single axis tracking | Solar - Solar | NEWENSF2 | 1 | 200 |  | In Service | SS | 2023-05-01 | 2052 |  | Existing less Announced Withdrawal | Solar
VIC1 | Existing Plant | Newport | EA | Turbine - Steam Sub Critical | Fossil - Natural Gas Pipeline | NPS | 1 | 500 |  | In Service | S |  | 2039 |  | Existing less Announced Withdrawal | Gas other
VIC1 | Existing Plant | Numurkah Solar Farm | HMC Capital (sold by Neoen) | Solar PV - Single axis tracking | Solar - Solar | NUMURSF1 | 56 | 101.08 |  | In Service | SS | 2019-08-01 | 2044 |  | Existing less Announced Withdrawal | Solar
NSW1 | Existing Plant | Nyngan Solar Plant | AGL (PPA) / Tilt | Solar PV - Fixed | Solar - Solar | NYNGAN1 | 77 | 102.03 |  | In Service | SS |  | 2042 |  | Existing less Announced Withdrawal | Solar
QLD1 | Existing Plant | Oakey 2 Solar Farm | Diamond Energy | Solar PV - Single axis tracking | Solar - Solar | OAKEY2SF | 26 | 55.64 |  | In Service | SS | 2022-04-01 | 2049 |  | Existing less Announced Withdrawal | Solar
QLD1 | Existing Plant | Oakey Power Station | Shell | Turbine - OCGT | Fossil - Natural Gas Pipeline | OAKEY1 | 1 | 173 |  | In Service | S |  | 2050 |  | Existing less Announced Withdrawal | OCGT
QLD1 | Existing Plant | Oakey Power Station | Shell | Turbine - OCGT | Fossil - Natural Gas Pipeline | OAKEY2 | 1 | 173 |  | In Service | S |  | 2050 |  | Existing less Announced Withdrawal | OCGT
QLD1 | Existing Plant | Oakey Solar Farm | Diamond Energy | Solar PV - Fixed | Solar - Solar | OAKEY1SF | 1 | 25 |  | In Service | SS | 2019-08-01 | 2043 |  | Existing less Announced Withdrawal | Solar
VIC1 | Existing Plant | Oaklands Hill Wind Farm | AGL | Wind Turbine - Onshore | Wind - Wind | OAKLAND1 | 32 | 67.2 |  | In Service | SS |  | 2037 |  | Existing less Announced Withdrawal | Wind
QLD1 | Existing Plant | Oaky Creek | EDL | Reciprocating Engine - Spark ignition | Fossil - Waste Coal Mine Gas | OAKYCREK | 2 | 6.09 |  | In Service | NS |  | 2025 |  | Existing less Announced Withdrawal | Gas other
QLD1 | Existing Plant | Oaky Creek | EDL | Reciprocating Engine - Spark ignition | Fossil - Waste Coal Mine Gas | OAKYCREK | 14 | 14.91 |  | In Service | NS |  | 2025 |  | Existing less Announced Withdrawal | Gas other
QLD1 | Existing Plant | Oaky Creek 2 | EDL | Reciprocating Engine - Spark ignition | Fossil - Waste Coal Mine Gas | OAKY2 | 5 | 15 |  | In Service | NS |  | 2025 |  | Existing less Announced Withdrawal | Gas other
SA1 | Existing Plant | Osborne | Origin | Turbine - CCGT | Fossil - Natural Gas Pipeline | OSB-AG | 1 | 62 |  | In Service - Announced Withdrawal (Permanent) | S |  | 2027 | 2027-12-31 | Announced Withdrawal | CCGT
SA1 | Existing Plant | Osborne | Origin | Turbine - CCGT | Fossil - Natural Gas Pipeline | OSB-AG | 1 | 118 |  | In Service - Announced Withdrawal (Permanent) | S |  | 2027 | 2027-12-31 | Announced Withdrawal | CCGT
TAS1 | Existing Plant | Paloona | Hydro Tas | Hydro - Dam | Hydro - Water | PALOONA | 1 | 28 |  | In Service | NS |  | 2100 |  | Existing less Announced Withdrawal | Water
NSW1 | Existing Plant | Parkes Solar Farm | Neoen | Solar PV - Single axis tracking | Solar - Solar | PARSF1 | 22 | 49.5 |  | In Service | SS |  | 2042 |  | Existing less Announced Withdrawal | Solar
SA1 | Existing Plant | Pelican Point | Engie | Turbine - CCGT | Fossil - Natural Gas Pipeline | PPCCGT | 1 | 171 |  | In Service | S |  | 2037 |  | Existing less Announced Withdrawal | CCGT
SA1 | Existing Plant | Pelican Point | Engie | Turbine - CCGT | Fossil - Natural Gas Pipeline | PPCCGT | 2 | 358 |  | In Service | S |  | 2037 |  | Existing less Announced Withdrawal | CCGT
QLD1 | Existing Plant | Kareeya 5 | CleanCo | Hydro - Dam | Hydro - Water | KAREEYA5 | 1 | 7 |  | In Service | NS |  | 2037 |  | Existing less Announced Withdrawal | Water
NSW1 | Existing Plant | Pindari | AGL | Hydro - Dam | Hydro - Water | PINDARI | 1 | 5.77 |  | In Service | NS |  |  |  | Existing less Announced Withdrawal | Water
QLD1 | Existing Plant | Pioneer Sugar Mill | CSR | Turbine - Steam Sub Critical | Renewable Biomass or Waste - Bagasse |  | 1 | 30.9 |  | In Service | NS |  | 2035 |  | Existing less Announced Withdrawal | Biomass
QLD1 | Existing Plant | Pioneer Sugar Mill | CSR | Turbine - Steam Sub Critical | Renewable Biomass or Waste - Bagasse |  | 1 | 36.9 |  | In Service | NS |  | 2035 |  | Existing less Announced Withdrawal | Biomass
TAS1 | Existing Plant | Poatina | Hydro Tas | Hydro - Dam | Hydro - Water | POAT110 | 2 | 100 |  | In Service | S |  | 2100 |  | Existing less Announced Withdrawal | Water
TAS1 | Existing Plant | Poatina | Hydro Tas | Hydro - Dam | Hydro - Water | POAT220 | 4 | 200 |  | In Service | S |  | 2100 |  | Existing less Announced Withdrawal | Water
SA1 | Existing Plant | Port Augusta Renewable Energy Park - Solar | Iberdrola | Solar PV - Fixed | Solar - Solar | PAREPS1 | 36 | 79.2 |  | In Service | SS | 2023-01-01 | 2047 |  | Existing less Announced Withdrawal | Solar
SA1 | Existing Plant | Port Augusta Renewable Energy Park - Wind | Iberdrola | Wind Turbine - Onshore | Wind - Wind | PAREPW1 | 50 | 210 |  | In Service | SS |  | 2052 |  | Existing less Announced Withdrawal | Wind
SA1 | Existing Plant | Port Lincoln GT | Engie | Turbine - OCGT | Fossil - Diesel | POR03 | 1 | 23.5 |  | In Service - Announced Withdrawal (Permanent) | S |  | 2028 | 2028-01-01 | Announced Withdrawal | OCGT
SA1 | Existing Plant | Port Lincoln GT | Engie | Turbine - OCGT | Fossil - Diesel | POR01 | 2 | 50 |  | In Service - Announced Withdrawal (Permanent) | S |  | 2028 | 2028-01-01 | Announced Withdrawal | OCGT
SA1 | Existing Plant | Port Stanvac 1 | Snowy Hydro | Reciprocating Engine - Compression ignition | Fossil - Diesel | PTSTAN1 | 36 | 56.52 |  | In Service | S |  | 2070 |  | Existing less Announced Withdrawal | Other
VIC1 | Existing Plant | Portland Wind Farm | Pac Hydro | Wind Turbine - Onshore | Wind - Wind | PORTWF | 74 | 151.7 |  | In Service | NS |  | 2040 |  | Existing less Announced Withdrawal | Wind
SA1 | Existing Plant | Quarantine | Origin | Turbine - OCGT | Fossil - Natural Gas Pipeline | QPS1 | 1 | 29 |  | In Service | S |  | 2053 |  | Existing less Announced Withdrawal | OCGT
SA1 | Existing Plant | Quarantine | Origin | Turbine - OCGT | Fossil - Natural Gas Pipeline | QPS2 | 1 | 24 |  | In Service | S |  | 2054 |  | Existing less Announced Withdrawal | OCGT
SA1 | Existing Plant | Quarantine | Origin | Turbine - OCGT | Fossil - Natural Gas Pipeline | QPS3 | 1 | 29 |  | In Service | S |  | 2054 |  | Existing less Announced Withdrawal | OCGT
SA1 | Existing Plant | Quarantine | Origin | Turbine - OCGT | Fossil - Natural Gas Pipeline | QPS4 | 1 | 24 |  | In Service | S |  | 2055 |  | Existing less Announced Withdrawal | OCGT
SA1 | Existing Plant | Quarantine | Origin | Turbine - OCGT | Fossil - Natural Gas Pipeline | QPS5 | 1 | 128 |  | In Service | S |  | 2044 |  | Existing less Announced Withdrawal | OCGT
NSW1 | Existing Plant | Queanbeyan BESS | GPG | Storage - Battery | Other - Other | QBYNB1 | 1 | 10 | 20 | In Service | S | 2022-10-01 | 2033 |  | Existing less Announced Withdrawal | Battery Storage
QLD1 | Existing Plant | Racecourse Mill | Mackay Sugar Ltd | Turbine - Steam Sub Critical | Other - Other | RACOMIL1 | 1 | 0 |  | In Service | NS |  | 2035 |  | Existing less Announced Withdrawal | Gas other
QLD1 | Existing Plant | Racecourse Mill | Mackay Sugar Ltd | Turbine - Steam Sub Critical | Other - Other | RACOMIL1 | 1 | 7 |  | In Service | NS |  |  |  | Existing less Announced Withdrawal | Gas other
QLD1 | Existing Plant | Racecourse Mill | Mackay Sugar Ltd | Turbine - Steam Sub Critical | Renewable Biomass or Waste - Bagasse | RACOMIL1 | 1 | 38 |  | In Service | NS |  | 2044 |  | Existing less Announced Withdrawal | Biomass
QLD1 | Existing Plant | Kennedy Energy Park - Phase 1 - Storage | Windlab | Storage - Battery | Other - Other | KEPBG1 | 4 | 2 | 4 | In Service | NS |  | 2046 |  | Existing less Announced Withdrawal | Battery Storage
TAS1 | Existing Plant | Reece | Hydro Tas | Hydro - Dam | Hydro - Water | REECE1 | 1 | 115.6 |  | In Service | S |  | 2100 |  | Existing less Announced Withdrawal | Water
TAS1 | Existing Plant | Reece | Hydro Tas | Hydro - Dam | Hydro - Water | REECE2 | 1 | 115.6 |  | In Service | S |  | 2100 |  | Existing less Announced Withdrawal | Water
TAS1 | Existing Plant | Repulse | Hydro Tas | Hydro - Dam | Hydro - Water | REPULSE | 1 | 28 |  | In Service | NS |  | 2100 |  | Existing less Announced Withdrawal | Water
NSW1 | Existing Plant | Riverina Energy Storage System 1 | Shell | Storage - Battery | Other - Other | RESS1 | 1 | 60 | 120 | In Service | S | 2023-02-01 | 2051 |  | Existing less Announced Withdrawal | Battery Storage
NSW1 | Existing Plant | Riverina Energy Storage System 2 | EA | Storage - Battery | Other - Other | RIVNB2 | 1 | 65 | 130 | In Service | S | 2023-08-01 | 2051 |  | Existing less Announced Withdrawal | Battery Storage
QLD1 | Existing Plant | Rocky Point Sugar Mill Cogeneration Plant | W.H.Heck and Sons/Stanwell | Other - Other | Renewable Biomass or Waste - Bagasse | RPCG | 1 | 30 |  | In Service | NS |  | 2073 |  | Existing less Announced Withdrawal | Biomass
QLD1 | Existing Plant | Roma | Origin | Turbine - OCGT | Fossil - Natural Gas Pipeline | ROMA_7 | 1 | 40 |  | In Service | S |  | 2034 |  | Existing less Announced Withdrawal | OCGT
QLD1 | Existing Plant | Roma | Origin | Turbine - OCGT | Fossil - Natural Gas Pipeline | ROMA_8 | 1 | 40 |  | In Service | S |  | 2034 |  | Existing less Announced Withdrawal | OCGT
QLD1 | Existing Plant | Ross River Solar Farm | EA, OX2 | Solar PV - Single axis tracking | Solar - Solar | RRSF1 | 64 | 128 |  | In Service | SS |  | 2043 |  | Existing less Announced Withdrawal | Solar
TAS1 | Existing Plant | Rowallan | Hydro Tas | Hydro - Dam | Hydro - Water | ROWALLAN | 1 | 10.5 |  | In Service | NS |  | 2100 |  | Existing less Announced Withdrawal | Water
NSW1 | Existing Plant | Royalla Solar Farm | FRV | Solar PV - Fixed | Solar - Solar | ROYALLA1 | 20 | 20 |  | In Service | NS |  | 2045 |  | Existing less Announced Withdrawal | Solar
VIC1 | Existing Plant | Rubicon Mountain Streams | AGL | Hydro - Dam | Hydro - Water | RUBICON | 5 | 13.5 |  | In Service | NS |  |  |  | Existing less Announced Withdrawal | Water
QLD1 | Existing Plant | Rugby Run Solar Farm | Adani | Solar PV - Single axis tracking | Solar - Solar | RUGBYR1 | 1 | 65 |  | In Service | SS | 2020-10-01 | 2049 |  | Existing less Announced Withdrawal | Solar
QLD1 | Existing Plant | Kingaroy Solar Farm | Metlen | Solar PV - Single axis tracking | Solar - Solar | KINGASF1 | 9 | 40 |  | In Service | SS | 2024-11-01 | 2050 |  | Existing less Announced Withdrawal | Solar
NSW1 | Existing Plant | Rye Park Wind Farm | AGL (45% PPA) / Tilt | Wind Turbine - Onshore | Wind - Wind | RYEPARK1 | 66 | 396 |  | In Service | SS | 2024-12-01 | 2048 |  | Existing less Announced Withdrawal | Wind
VIC1 | Existing Plant | Salt Creek Wind Farm | Tilt | Wind Turbine - Onshore | Wind - Wind | SALTCRK1 | 15 | 54 |  | In Service | SS |  | 2043 |  | Existing less Announced Withdrawal | Wind
NSW1 | Existing Plant | Sapphire Wind Farm | Squadron | Wind Turbine - Onshore | Wind - Wind | SAPHWF1 | 75 | 270 |  | In Service | SS |  | 2043 |  | Existing less Announced Withdrawal | Wind
NSW1 | Existing Plant | Sebastopol Solar Farm | FRV | Solar PV - Single axis tracking | Solar - Solar | SEBSF1 | 40 | 90 |  | In Service | SS | 2023-01-01 | 2052 |  | Existing less Announced Withdrawal | Solar
VIC1 | Existing Plant | Leonards Hill | Community | Wind Turbine - Onshore | Wind - Wind | HEPWIND1 | 2 | 4.1 |  | In Service | NS |  | 2050 |  | Existing less Announced Withdrawal | Wind
NSW1 | Existing Plant | Shoalhaven | Origin | Storage - Pumped hydro | Hydro - Water | SHGEN | 2 | 82 | 480 | In Service | S |  | 2069 |  | Existing less Announced Withdrawal | Water
NSW1 | Existing Plant | Shoalhaven | Origin | Storage - Pumped hydro | Hydro - Water | SHGEN | 2 | 165 | 9200 | In Service | S |  | 2069 |  | Existing less Announced Withdrawal | Water
NSW1 | Existing Plant | Silverton Wind Farm | AGL (PPA) / Tilt | Wind Turbine - Onshore | Wind - Wind | STWF1 | 58 | 198.94 |  | In Service | SS | 2020-12-01 | 2043 |  | Existing less Announced Withdrawal | Wind
NSW1 | Existing Plant | Smithfield Energy Facility | Iberdrola | Turbine - OCGT | Fossil - Natural Gas Pipeline | SITHE01 | 3 | 125.7 |  | In Service | S |  | 2044 |  | Existing less Announced Withdrawal | OCGT
SA1 | Existing Plant | Snapper Point Power Station | Nexif | Turbine - OCGT | Fossil - Natural Gas | SNAPPER1 | 1 | 30.8 |  | In Service | S | 2022-06-01 | 2046 |  | Existing less Announced Withdrawal | OCGT
SA1 | Existing Plant | Snapper Point Power Station | Nexif | Turbine - OCGT | Fossil - Natural Gas | SNAPPER1 | 4 | 123.2 |  | In Service | S | 2022-06-01 | 2046 |  | Existing less Announced Withdrawal | OCGT
SA1 | Existing Plant | Snowtown S2 Wind Farm | Origin | Wind Turbine - Onshore | Wind - Wind | SNOWNTH1 | 42 | 126 |  | In Service | SS |  | 2039 |  | Existing less Announced Withdrawal | Wind
SA1 | Existing Plant | Snowtown S2 Wind Farm | Origin | Wind Turbine - Onshore | Wind - Wind | SNOWNTH1 | 48 | 144 |  | In Service | SS |  | 2039 |  | Existing less Announced Withdrawal | Wind
SA1 | Existing Plant | Snowtown Wind Farm | Tilt | Wind Turbine - Onshore | Wind - Wind | SNOWTWN1 | 47 | 98.7 |  | In Service | SS |  | 2033 |  | Existing less Announced Withdrawal | Wind
SA1 | Existing Plant | Snuggery | Engie | Turbine - OCGT | Fossil - Diesel | SNUGNL1 | 1 | 21 |  | In Service - Announced Withdrawal (Permanent) | NS |  | 2028 | 2028-01-01 | Announced Withdrawal | OCGT
SA1 | Existing Plant | Snuggery | Engie | Turbine - OCGT | Fossil - Diesel | SNUG1 | 3 | 63 |  | In Service - Announced Withdrawal (Permanent) | S |  | 2028 | 2028-01-01 | Announced Withdrawal | OCGT
VIC1 | Existing Plant | Somerton | AGL | Turbine - OCGT | Fossil - Natural Gas Pipeline | AGLSOM | 4 | 170 |  | In Service | S |  | 2033 |  | Existing less Announced Withdrawal | OCGT
VIC1 | Existing Plant | Melbourne Regional Landfill | Cleanaway | Reciprocating Engine - Spark ignition | Renewable Biomass or Waste - Landfill Gas |  | 1 | 8.88 |  | In Service | NS |  | 2050 |  | Existing less Announced Withdrawal | Biomass
QLD1 | Existing Plant | Stanwell | Stanwell | Turbine - Steam Sub Critical | Fossil - Black Coal | STAN-1 | 1 | 365 |  | In Service | S |  | 2043 |  | Existing less Announced Withdrawal | Coal
QLD1 | Existing Plant | Stanwell | Stanwell | Turbine - Steam Sub Critical | Fossil - Black Coal | STAN-2 | 1 | 365 |  | In Service | S |  | 2044 |  | Existing less Announced Withdrawal | Coal
QLD1 | Existing Plant | Stanwell | Stanwell | Turbine - Steam Sub Critical | Fossil - Black Coal | STAN-3 | 1 | 365 |  | In Service | S |  | 2045 |  | Existing less Announced Withdrawal | Coal
QLD1 | Existing Plant | Stanwell | Stanwell | Turbine - Steam Sub Critical | Fossil - Black Coal | STAN-4 | 1 | 365 |  | In Service | S |  | 2046 |  | Existing less Announced Withdrawal | Coal
QLD1 | Existing Plant | Moranbah Generation Project | QPM | Reciprocating Engine - Compression ignition | Fossil - Waste Coal Mine Gas | MORANBAH | 8 | 12.56 |  | In Service | NS |  |  |  | Existing less Announced Withdrawal | Gas other
NSW1 | Existing Plant | Narromine Solar Farm | 0 | Solar PV - Single axis tracking | Solar - Solar | NASF1 | 4 | 9.2 |  | In Service | NS |  | 2042 |  | Existing less Announced Withdrawal | Solar
VIC1 | Existing Plant | Philip Island BESS | 0 | Storage - Battery | Other - Other | PIBESS1 | 1 | 5 | 10 | In Service | S | 2023-05-01 | 2038 |  | Existing less Announced Withdrawal | Battery Storage
SA1 | Existing Plant | Starfish Hill | Ratch Australia | Wind Turbine - Onshore | Wind - Wind | STARHLWF | 22 | 33 |  | In Service | NS |  | 2033 |  | Existing less Announced Withdrawal | Wind
VIC1 | Existing Plant | Stockyard Hill Wind Farm | Origin | Wind Turbine - Onshore | Wind - Wind | STOCKYD1 | 2 | 6 |  | In Service | SS | 2022-05-01 | 2045 |  | Existing less Announced Withdrawal | Wind
VIC1 | Existing Plant | Stockyard Hill Wind Farm | Origin | Wind Turbine - Onshore | Wind - Wind | STOCKYD1 | 19 | 64.6 |  | In Service | SS | 2022-05-01 | 2045 |  | Existing less Announced Withdrawal | Wind
VIC1 | Existing Plant | Stockyard Hill Wind Farm | Origin | Wind Turbine - Onshore | Wind - Wind | STOCKYD1 | 128 | 456.96 |  | In Service | SS | 2022-05-01 | 2045 |  | Existing less Announced Withdrawal | Wind
VIC1 | Existing Plant | Rangebank BESS | Shell | Storage - Battery | Other - Other | RANGEB1 | 1 | 200 | 400 | In Service | S | 2024-10-01 | 2044 |  | Existing less Announced Withdrawal | Battery Storage
VIC1 | Existing Plant | Shepparton Wastewater Treatment Facility | 0 | Reciprocating Engine - Spark ignition | Renewable Biomass or Waste - Biogas | SHEP1 | 1 | 1.1 |  | In Service | NS |  | 2038 |  | Existing less Announced Withdrawal | Biomass
QLD1 | Existing Plant | Sun Metals Corporation Solar Farm | Sun Metals | Solar PV - Fixed | Solar - Solar | SMCSF1 | 52 | 143 |  | In Service | SS |  | 2042 |  | Existing less Announced Withdrawal | Solar
NSW1 | Existing Plant | Sunraysia Solar Farm | AGL (PPA 50%) | Solar PV - Single axis tracking | Solar - Solar | SUNRSF1 | 104 | 228.8 |  | In Service | SS | 2021-12-01 | 2049 |  | Existing less Announced Withdrawal | Solar
NSW1 | Existing Plant | Suntop Solar Farm | CalEnergy (Berkshire) | Solar PV - Single axis tracking | Solar - Solar | SUNTPSF1 | 1 | 150 |  | In Service | SS | 2021-12-01 | 2056 |  | Existing less Announced Withdrawal | Solar
QLD1 | Existing Plant | Susan River Solar Farm | Atmos | Solar PV - Single axis tracking | Solar - Solar | SRSF1 | 49 | 85.26 |  | In Service | SS | 2019-12-01 | 2049 |  | Existing less Announced Withdrawal | Solar
QLD1 | Existing Plant | Swanbank E GT | CleanCo | Turbine - CCGT | Fossil - Coal Seam Methane | SWAN_E | 1 | 385 |  | In Service | S |  | 2036 |  | Existing less Announced Withdrawal | CCGT
QLD1 | Existing Plant | Tableland Mill | MSF Sugar | Turbine - Steam Sub Critical | Other - Other | TABMILL2 | 1 | 24 |  | In Service | NS |  | 2040 |  | Existing less Announced Withdrawal | Gas other
NSW1 | Existing Plant | South Keswick Solar Farm | 0 | Solar PV - Single axis tracking | Solar - Solar | SKSF1 | 6 | 13.9 |  | In Service | NS |  | 2042 |  | Existing less Announced Withdrawal | Solar
SA1 | Existing Plant | Tailem Bend - Solar | Vena Energy | Solar PV - Fixed | Solar - Solar | TBSF1 | 1 | 108 |  | In Service | SS | 2019-04-01 | 2049 |  | Existing less Announced Withdrawal | Solar
NSW1 | Existing Plant | Tallawarra | EA | Turbine - CCGT | Fossil - Natural Gas Pipeline | TALWA1 | 1 | 400 |  | In Service | S |  | 2043 |  | Existing less Announced Withdrawal | CCGT
NSW1 | Existing Plant | Tallawarra B | EA | Turbine - OCGT | Fossil - Natural Gas Pipeline | TALWB1 | 1 | 320 |  | In Service | S | 2024-06-01 | 2053 |  | Existing less Announced Withdrawal | OCGT
TAS1 | Existing Plant | Tamar Valley Combined Cycle | Hydro Tas | Turbine - CCGT | Fossil - Natural Gas Pipeline | TVCC201 | 1 | 140 |  | In Service | S |  | 2050 |  | Existing less Announced Withdrawal | CCGT
TAS1 | Existing Plant | Tamar Valley Combined Cycle | Hydro Tas | Turbine - CCGT | Fossil - Natural Gas Pipeline | TVCC201 | 1 | 68 |  | In Service | S |  | 2050 |  | Existing less Announced Withdrawal | CCGT
TAS1 | Existing Plant | Tamar Valley Peaking | AETV Pty Ltd | Turbine - OCGT | Fossil - Natural Gas Pipeline | TVPP104 | 1 | 58 |  | In Service | S |  | 2050 |  | Existing less Announced Withdrawal | OCGT
NSW1 | Existing Plant | Taralga Wind Farm | EA | Wind Turbine - Onshore | Wind - Wind | TARALGA1 | 9 | 27 |  | In Service | SS |  | 2040 |  | Existing less Announced Withdrawal | Wind
NSW1 | Existing Plant | Taralga Wind Farm | EA | Wind Turbine - Onshore | Wind - Wind | TARALGA1 | 21 | 37.8 |  | In Service | SS |  | 2040 |  | Existing less Announced Withdrawal | Wind
NSW1 | Existing Plant | Taralga Wind Farm | EA | Wind Turbine - Onshore | Wind - Wind | TARALGA1 | 21 | 42 |  | In Service | SS |  | 2040 |  | Existing less Announced Withdrawal | Wind
QLD1 | Existing Plant | Tarong | Stanwell | Turbine - Steam Sub Critical | Fossil - Black Coal | TARONG#1 | 1 | 350 |  | In Service | S |  | 2036 |  | Existing less Announced Withdrawal | Coal
QLD1 | Existing Plant | Tarong | Stanwell | Turbine - Steam Sub Critical | Fossil - Black Coal | TARONG#2 | 1 | 350 |  | In Service | S |  | 2036 |  | Existing less Announced Withdrawal | Coal
QLD1 | Existing Plant | Tarong | Stanwell | Turbine - Steam Sub Critical | Fossil - Black Coal | TARONG#3 | 1 | 350 |  | In Service | S |  | 2037 |  | Existing less Announced Withdrawal | Coal
QLD1 | Existing Plant | Tarong | Stanwell | Turbine - Steam Sub Critical | Fossil - Black Coal | TARONG#4 | 1 | 350 |  | In Service | S |  | 2037 |  | Existing less Announced Withdrawal | Coal
QLD1 | Existing Plant | Tarong North | Stanwell | Turbine - Steam Super Critical | Fossil - Black Coal | TNPS1 | 1 | 450 |  | In Service | S |  | 2037 |  | Existing less Announced Withdrawal | Coal
TAS1 | Existing Plant | Tarraleah | Hydro Tas | Hydro - Dam | Hydro - Water | TARRALEA | 6 | 90 |  | In Service | S |  | 2100 |  | Existing less Announced Withdrawal | Water
QLD1 | Existing Plant | Stapylton Renewable Energy Facility | 0 | Reciprocating Engine - Spark ignition | Renewable Biomass or Waste - Landfill Gas | STAPYLTON1 | 2 | 2.12 |  | In Service | NS |  | 2044 |  | Existing less Announced Withdrawal | Biomass
QLD1 | Existing Plant | Stapylton Renewable Energy Facility | 0 | Reciprocating Engine - Spark ignition | Renewable Biomass or Waste - Landfill Gas | STAPYLTON1 | 1 | 0.76 |  | In Service | NS |  | 2042 |  | Existing less Announced Withdrawal | Biomass
NSW1 | Existing Plant | The Drop | Pac Hydro | Hydro - Run of River | Hydro - Water | THEDROP1 | 1 | 2.5 | 0 | In Service | NS |  |  |  | Existing less Announced Withdrawal | Water
QLD1 | Existing Plant | Stapylton Renewable Energy Facility | 0 | Reciprocating Engine - Spark ignition | Renewable Biomass or Waste - Landfill Gas | STAPYLTON1 | 1 | 0.47 |  | In Service | NS |  | 2042 |  | Existing less Announced Withdrawal | Biomass
NSW1 | Existing Plant | Tahmoor | 0 | Reciprocating Engine - Spark ignition | Fossil - Waste Coal Mine Gas | TAHMOOR1 | 7 | 7.46 |  | In Service | NS |  | 2035 |  | Existing less Announced Withdrawal | Gas other
VIC1 | Existing Plant | Timboon West Wind Farm | Epic Energy | Wind Turbine - Onshore | Wind - Wind | TIMWEST | 2 | 7.2 |  | In Service | NS | 2018-12-01 | 2048 |  | Existing less Announced Withdrawal | Wind
VIC1 | Existing Plant | Toora | Ratch Australia | Wind Turbine - Onshore | Wind - Wind | TOORAWF | 12 | 21 |  | In Service | NS |  | 2032 |  | Existing less Announced Withdrawal | Wind
SA1 | Existing Plant | Torrens Island B | AGL | Turbine - Steam Sub Critical | Fossil - Natural Gas Pipeline | TORRB1 | 1 | 200 |  | In Service - Announced Withdrawal (Permanent) | S |  | 2026 | 2026-06-30 | Announced Withdrawal | Gas other
SA1 | Existing Plant | Torrens Island B | AGL | Turbine - Steam Sub Critical | Fossil - Natural Gas Pipeline | TORRB2 | 1 | 200 |  | In Service - Announced Withdrawal (Permanent) | S |  | 2026 | 2026-06-30 | Announced Withdrawal | Gas other
SA1 | Existing Plant | Torrens Island B | AGL | Turbine - Steam Sub Critical | Fossil - Natural Gas Pipeline | TORRB3 | 1 | 200 |  | In Service - Announced Withdrawal (Permanent) | S |  | 2026 | 2026-06-30 | Announced Withdrawal | Gas other
SA1 | Existing Plant | Torrens Island B | AGL | Turbine - Steam Sub Critical | Fossil - Natural Gas Pipeline | TORRB4 | 1 | 200 |  | In Service - Announced Withdrawal (Permanent) | S |  | 2026 | 2026-06-30 | Announced Withdrawal | Gas other
SA1 | Existing Plant | Torrens Island BESS | AGL | Storage - Battery | Other - Other | TIB1 | 109 | 250.7 | 250 | In Service | S | 2023-08-01 | 2043 |  | Existing less Announced Withdrawal | Battery Storage
NSW1 | Existing Plant | Tower | EDL | Reciprocating Engine - Spark ignition | Fossil - Waste Coal Mine Gas | TOWER | 40 | 41.2 |  | In Service | NS |  | 2036 |  | Existing less Announced Withdrawal | Gas other
SA1 | Existing Plant | Tatiara Meats | 0 | Reciprocating Engine - Compression ignition | Fossil - Diesel | TATIARA1 | 1 | 0.5 |  | In Service | NS |  |  |  | Existing less Announced Withdrawal | Other
VIC1 | Existing Plant | Tatura Biomass Generator | 0 | Reciprocating Engine - Spark ignition | Renewable Biomass or Waste - Biogas | TATURA01 | 1 | 1.1 |  | In Service | NS |  | 2038 |  | Existing less Announced Withdrawal | Biomass
QLD1 | Existing Plant | Ti Tree Bioenergy | 0 | Reciprocating Engine - Compression ignition | Renewable Biomass or Waste - Landfill Gas | TITREE | 3 | 3.3 |  | In Service | NS |  | 2072 |  | Existing less Announced Withdrawal | Biomass
TAS1 | Existing Plant | Trevallyn | Hydro Tas | Hydro - Dam | Hydro - Water | TREVALLN | 2 | 40 |  | In Service | S |  | 2100 |  | Existing less Announced Withdrawal | Water
TAS1 | Existing Plant | Trevallyn | Hydro Tas | Hydro - Dam | Hydro - Water | TREVALLN | 2 | 53 |  | In Service | S |  | 2100 |  | Existing less Announced Withdrawal | Water
TAS1 | Existing Plant | Tribute | Hydro Tas | Hydro - Dam | Hydro - Water | TRIBUTE | 1 | 82.8 |  | In Service | S |  | 2100 |  | Existing less Announced Withdrawal | Water
QLD1 | Existing Plant | Ti Tree Bioenergy | 0 | Reciprocating Engine - Compression ignition | Renewable Biomass or Waste - Landfill Gas | TITREE | 1 | 1.2 |  | In Service | NS |  | 2072 |  | Existing less Announced Withdrawal | Biomass
NSW1 | Existing Plant | Tumut 3 | Snowy Hydro | Hydro - Dam | Hydro - Water | TUMUT3 | 6 | 1500 |  | In Service | S |  | 2070 |  | Existing less Announced Withdrawal | Water
TAS1 | Existing Plant | Tungatinah | Hydro Tas | Hydro - Dam | Hydro - Water | TUNGATIN | 5 | 125 |  | In Service | S |  | 2100 |  | Existing less Announced Withdrawal | Water
NSW1 | Existing Plant | Upper Tumut | Snowy Hydro | Hydro - Dam | Hydro - Water | UPPTUMUT | 4 | 288 |  | In Service | S |  | 2070 |  | Existing less Announced Withdrawal | Water
NSW1 | Existing Plant | Upper Tumut | Snowy Hydro | Hydro - Dam | Hydro - Water | UPPTUMUT | 4 | 328 |  | In Service | S |  | 2070 |  | Existing less Announced Withdrawal | Water
NSW1 | Existing Plant | Uranquinty | Origin | Turbine - OCGT | Fossil - Natural Gas Pipeline | URANQ11 | 1 | 173 |  | In Service | S |  | 2044 |  | Existing less Announced Withdrawal | OCGT
NSW1 | Existing Plant | Uranquinty | Origin | Turbine - OCGT | Fossil - Natural Gas Pipeline | URANQ12 | 1 | 173 |  | In Service | S |  | 2044 |  | Existing less Announced Withdrawal | OCGT
NSW1 | Existing Plant | Uranquinty | Origin | Turbine - OCGT | Fossil - Natural Gas Pipeline | URANQ13 | 1 | 173 |  | In Service | S |  | 2044 |  | Existing less Announced Withdrawal | OCGT
NSW1 | Existing Plant | Uranquinty | Origin | Turbine - OCGT | Fossil - Natural Gas Pipeline | URANQ14 | 1 | 173 |  | In Service | S |  | 2044 |  | Existing less Announced Withdrawal | OCGT
QLD1 | Existing Plant | Townsville Power Station | Ratch Australia | Turbine - CCGT | Fossil - Natural Gas Pipeline | YABULU | 1 | 160 |  | In Service | S |  | 2046 |  | Existing less Announced Withdrawal | CCGT
NSW1 | Existing Plant | Vales Point B | Delta | Turbine - Steam Sub Critical | Fossil - Black Coal | VP5 | 1 | 660 |  | In Service | S |  | 2033 |  | Existing less Announced Withdrawal | Coal
NSW1 | Existing Plant | Vales Point B | Delta | Turbine - Steam Sub Critical | Fossil - Black Coal | VP6 | 1 | 660 |  | In Service | S |  | 2033 |  | Existing less Announced Withdrawal | Coal
VIC1 | Existing Plant | Valley Power | Snowy Hydro | Turbine - OCGT | Fossil - Natural Gas Pipeline | VPGS1 | 1 | 50 |  | In Service | S |  | 2070 |  | Existing less Announced Withdrawal | OCGT
VIC1 | Existing Plant | Valley Power | Snowy Hydro | Turbine - OCGT | Fossil - Natural Gas Pipeline | VPGS2 | 1 | 50 |  | In Service | S |  | 2070 |  | Existing less Announced Withdrawal | OCGT
VIC1 | Existing Plant | Valley Power | Snowy Hydro | Turbine - OCGT | Fossil - Natural Gas Pipeline | VPGS3 | 1 | 50 |  | In Service | S |  | 2070 |  | Existing less Announced Withdrawal | OCGT
VIC1 | Existing Plant | Valley Power | Snowy Hydro | Turbine - OCGT | Fossil - Natural Gas Pipeline | VPGS4 | 1 | 50 |  | In Service | S |  | 2070 |  | Existing less Announced Withdrawal | OCGT
VIC1 | Existing Plant | Valley Power | Snowy Hydro | Turbine - OCGT | Fossil - Natural Gas Pipeline | VPGS5 | 1 | 50 |  | In Service | S |  | 2070 |  | Existing less Announced Withdrawal | OCGT
VIC1 | Existing Plant | Valley Power | Snowy Hydro | Turbine - OCGT | Fossil - Natural Gas Pipeline | VPGS6 | 1 | 50 |  | In Service | S |  | 2070 |  | Existing less Announced Withdrawal | OCGT
QLD1 | Existing Plant | Victoria Mill | Sucrogen (Herbet) Pty Ltd | Turbine - Steam Sub Critical | Renewable Biomass or Waste - Bagasse |  | 1 | 5 |  | In Service | NS |  | 2035 |  | Existing less Announced Withdrawal | Biomass
QLD1 | Existing Plant | Victoria Mill | Sucrogen (Herbet) Pty Ltd | Turbine - Steam Sub Critical | Renewable Biomass or Waste - Bagasse |  | 1 | 19 |  | In Service | NS |  | 2035 |  | Existing less Announced Withdrawal | Biomass
VIC1 | Existing Plant | Victorian Big Battery | HMC Capital (sold by Neoen) | Storage - Battery | Other - Other | VBB1 | 1 | 300 | 470 | In Service | S | 2021-12-01 | 2041 |  | Existing less Announced Withdrawal | Battery Storage
QLD1 | Existing Plant | Townsville Power Station | Ratch Australia | Turbine - CCGT | Fossil - Natural Gas Pipeline | YABULU2 | 1 | 84 |  | In Service | S |  | 2046 |  | Existing less Announced Withdrawal | CCGT
VIC1 | Existing Plant | Traralgon Network Support Station | NovaPower | Reciprocating Engine - Spark ignition | Fossil - Natural Gas | TGNSS1 | 1 | 10 |  | In Service | NS |  | 2050 |  | Existing less Announced Withdrawal | Gas other
NSW1 | Existing Plant | Wallgrove Grid Battery project | Iberdrola | Storage - Battery | Other - Other | WALGRV1 | 1 | 50 | 75 | In Service | S | 2021-12-01 | 2036 |  | Existing less Announced Withdrawal | Battery Storage
QLD1 | Existing Plant | Tully Sugar Mill | 0 | Turbine - Steam Super Critical | Renewable Biomass or Waste - Bagasse | TULLYSM1 | 1 | 32 |  | In Service | NS |  | 2050 |  | Existing less Announced Withdrawal | Biomass
QLD1 | Existing Plant | Warwick Solar Farm | The University of Queensland | Solar PV - Single axis tracking | Solar - Solar | WARWSF1 | 8 | 32.1 |  | In Service | SS | 2023-04-01 | 2046 |  | Existing less Announced Withdrawal | Solar
QLD1 | Existing Plant | Warwick Solar Farm | The University of Queensland | Solar PV - Single axis tracking | Solar - Solar | WARWSF2 | 8 | 32.1 |  | In Service | SS | 2023-04-01 | 2045 |  | Existing less Announced Withdrawal | Solar
SA1 | Existing Plant | Waterloo Wind Farm | EA | Wind Turbine - Onshore | Wind - Wind | WATERLWF | 6 | 19.8 |  | In Service | SS |  | 2051 |  | Existing less Announced Withdrawal | Wind
SA1 | Existing Plant | Waterloo Wind Farm | EA | Wind Turbine - Onshore | Wind - Wind | WATERLWF | 37 | 111 |  | In Service | SS |  | 2045 |  | Existing less Announced Withdrawal | Wind
SA1 | Existing Plant | Wattle Point | AGL | Wind Turbine - Onshore | Wind - Wind | WPWF | 55 | 90.75 |  | In Service | NS |  | 2031 |  | Existing less Announced Withdrawal | Wind
VIC1 | Existing Plant | Waubra | Origin | Wind Turbine - Onshore | Wind - Wind | WAUBRAWF | 15 | 22.5 |  | In Service | NS |  | 2034 |  | Existing less Announced Withdrawal | Wind
VIC1 | Existing Plant | Waubra | Origin | Wind Turbine - Onshore | Wind - Wind | WAUBRAWF | 51 | 76.5 |  | In Service | NS |  | 2034 |  | Existing less Announced Withdrawal | Wind
VIC1 | Existing Plant | Waubra | Origin | Wind Turbine - Onshore | Wind - Wind | WAUBRAWF | 62 | 93 |  | In Service | NS |  | 2034 |  | Existing less Announced Withdrawal | Wind
QLD1 | Existing Plant | Valdora Solar Farm | 0 | Solar PV - Fixed | Solar - Solar | VALDORA1 | 1 | 15 |  | In Service | NS |  | 2050 |  | Existing less Announced Withdrawal | Solar
NSW1 | Existing Plant | Wellington Solar Farm | BJEI | Solar PV - Single axis tracking | Solar - Solar | WELLSF1 | 132 | 216.08 |  | In Service | SS | 2022-12-01 | 2051 |  | Existing less Announced Withdrawal | Solar
VIC1 | Existing Plant | Wemen Solar Farm | Gentari | Solar PV - Single axis tracking | Solar - Solar | WEMENSF1 | 39 | 97.5 |  | In Service | SS | 2019-03-01 | 2049 |  | Existing less Announced Withdrawal | Solar
QLD1 | Existing Plant | Wandoan South BESS | Vena Energy / (Operated by AGL) | Storage - Battery | Other - Other | WANDB1 | 1 | 100 | 150 | In service | S | 2022-07-01 | 2051 |  | Existing less Announced Withdrawal | Battery Storage
VIC1 | Existing Plant | West Kiewa | AGL | Hydro - Dam | Hydro - Water | WKIEWA1 | 2 | 34 |  | In Service | S |  | 2057 |  | Existing less Announced Withdrawal | Water
VIC1 | Existing Plant | West Kiewa | AGL | Hydro - Dam | Hydro - Water | WKIEWA2 | 2 | 34 |  | In Service | S |  | 2057 |  | Existing less Announced Withdrawal | Water
NSW1 | Existing Plant | West Wyalong Solar Farm | BJCE | Solar PV - Single axis tracking | Solar - Solar | WSTWYSF1 | 29 | 105.27 |  | In Service | SS | 2022-12-01 | 2058 |  | Existing less Announced Withdrawal | Solar
QLD1 | Existing Plant | Western Downs Green Power Hub P/L | Neoen | Solar PV - Single axis tracking | Solar - Solar | WDGPH1 | 167 | 399.97 |  | In Service | SS | 2023-01-01 | 2046 |  | Existing less Announced Withdrawal | Solar
NSW1 | Existing Plant | White Rock Solar Farm | Goldwind | Solar PV - Fixed | Solar - Solar | WRSF1 | 8 | 20 |  | In Service | SS |  | 2043 |  | Existing less Announced Withdrawal | Solar
NSW1 | Existing Plant | White Rock Wind Farm - Stage 1 | Goldwind | Wind Turbine - Onshore | Wind - Wind | WRWF1 | 70 | 175 |  | In Service | SS |  | 2038 |  | Existing less Announced Withdrawal | Wind
QLD1 | Existing Plant | Whitsunday Solar Farm | Gentari | Solar PV - Single axis tracking | Solar - Solar | WHITSF1 | 23 | 57.5 |  | In Service | SS |  | 2048 |  | Existing less Announced Withdrawal | Solar
NSW1 | Existing Plant | West Illawarra Leagues Club | 0 | Reciprocating Engine - Compression ignition | Fossil - Diesel | WESTILL1 | 2 | 1.43 |  | In Service | NS |  | 2050 |  | Existing less Announced Withdrawal | Other
QLD1 | Existing Plant | Whitwood Road | 0 | Reciprocating Engine - Spark ignition | Renewable Biomass or Waste - Landfill Gas | WHIT1 | 1 | 0.5 |  | In Service | NS |  | 2032 |  | Existing less Announced Withdrawal | Biomass
NSW1 | Existing Plant | Wilga Park Power Station A | 0 | Reciprocating Engine - Spark ignition | Fossil - Coal Seam Methane | WILGAPK | 2 | 6 |  | In Service | NS |  |  |  | Existing less Announced Withdrawal | Gas other
NSW1 | Existing Plant | Wilga Park Power Station A | 0 | Reciprocating Engine - Spark ignition | Fossil - Coal Seam Methane | WILGAPK | 4 | 4 |  | In Service | NS |  |  |  | Existing less Announced Withdrawal | Gas other
VIC1 | Existing Plant | William Hovel | Pac Hydro | Hydro - Run of River | Hydro - Water | WILLHOV1 | 1 | 1.8 | 0 | In Service | NS |  |  |  | Existing less Announced Withdrawal | Water
SA1 | Existing Plant | Willogoleche Wind Farm | Engie | Wind Turbine - Onshore | Wind - Wind | WGWF1 | 7 | 24.01 |  | In Service | SS | 2019-10-01 | 2043 |  | Existing less Announced Withdrawal | Wind
SA1 | Existing Plant | Willogoleche Wind Farm | Engie | Wind Turbine - Onshore | Wind - Wind | WGWF1 | 25 | 95.75 |  | In Service | SS | 2019-10-01 | 2043 |  | Existing less Announced Withdrawal | Wind
QLD1 | Existing Plant | Windy Hill | Ratch Australia | Wind Turbine - Onshore | Wind - Wind | WHILL1 | 20 | 12 |  | In Service | NS |  | 2030 |  | Existing less Announced Withdrawal | Wind
NSW1 | Existing Plant | Wilga Park Power Station B | 0 | Reciprocating Engine - Spark ignition | Fossil - Coal Seam Methane | WILGB01 | 2 | 6 |  | In Service | NS |  |  |  | Existing less Announced Withdrawal | Gas other
SA1 | Existing Plant | Wingfield 1 | 0 | Reciprocating Engine - Spark ignition | Renewable Biomass or Waste - Landfill Gas | WINGF1_1 | 4 | 4.1 |  | In Service | NS |  | 2035 |  | Existing less Announced Withdrawal | Biomass
VIC1 | Existing Plant | Winton Solar Farm | FRV | Solar PV - Single axis tracking | Solar - Solar | WINTSF1 | 1 | 85 |  | In Service | SS |  | 2051 |  | Existing less Announced Withdrawal | Solar
QLD1 | Existing Plant | Wivenhoe | CleanCo | Storage - Pumped hydro | Hydro - Water | W/HOE#1 | 1 | 285 | 3000 | In Service | S |  | 2084 |  | Existing less Announced Withdrawal | Water
QLD1 | Existing Plant | Wivenhoe | CleanCo | Storage - Pumped hydro | Hydro - Water | W/HOE#2 | 1 | 285 | 3000 | In Service | S |  | 2084 |  | Existing less Announced Withdrawal | Water
SA1 | Existing Plant | Wingfield 2 | 0 | Reciprocating Engine - Spark ignition | Renewable Biomass or Waste - Landfill Gas | WINGF2_1 | 4 | 4.1 |  | In Service | NS |  | 2030 |  | Existing less Announced Withdrawal | Biomass
VIC1 | Existing Plant | Wonthaggi Wind Farm | Vision Super | Wind Turbine - Onshore | Wind - Wind | WONWP | 6 | 12 |  | In Service | NS |  |  |  | Existing less Announced Withdrawal | Wind
NSW1 | Existing Plant | Woodlawn Bioreactor Energy Generation | Veolia | Reciprocating Engine - Spark ignition | Renewable Biomass or Waste - Biogas | WDLNGN01 | 7 | 7.46 |  | In Service | NS |  | 2100 |  | Existing less Announced Withdrawal | Biomass
NSW1 | Existing Plant | Woodlawn Wind Farm | Iberdrola | Wind Turbine - Onshore | Wind - Wind | WOODLWN1 | 23 | 48.3 |  | In Service | SS |  | 2041 |  | Existing less Announced Withdrawal | Wind
TAS1 | Existing Plant | Woolnorth Studland Bay / Bluff Point | Woolnorth Wind Farm Finance Pty Ltd | Wind Turbine - Onshore | Wind - Wind | WOOLNTH1 | 6 | 10.5 |  | In Service | NS |  | 2050 |  | Existing less Announced Withdrawal | Wind
TAS1 | Existing Plant | Woolnorth Studland Bay / Bluff Point | Woolnorth Wind Farm Finance Pty Ltd | Wind Turbine - Onshore | Wind - Wind | WOOLNTH1 | 25 | 75 |  | In Service | NS |  | 2050 |  | Existing less Announced Withdrawal | Wind
TAS1 | Existing Plant | Woolnorth Studland Bay / Bluff Point | Woolnorth Wind Farm Finance Pty Ltd | Wind Turbine - Onshore | Wind - Wind | WOOLNTH1 | 30 | 52.5 |  | In Service | NS |  | 2050 |  | Existing less Announced Withdrawal | Wind
QLD1 | Existing Plant | Woolooga Solar Farm | BP Energy Asia | Solar PV - Single axis tracking | Solar - Solar | WOOLGSF1 | 89 | 222.5 |  | In Service | SS | 2022-09-01 | 2058 |  | Existing less Announced Withdrawal | Solar
VIC1 | Existing Plant | Wollert | 0 | Reciprocating Engine - Spark ignition | Renewable Biomass or Waste - Landfill Gas | WOLLERT1 | 7 | 7.86 |  | In Service | NS |  | 2044 |  | Existing less Announced Withdrawal | Biomass
NSW1 | Existing Plant | Wyalong Solar Farm | OX2 | Solar PV - Single axis tracking | Solar - Solar | WYASF1 | 38 | 62.32 |  | In Service | SS | 2023-06-01 | 2053 |  | Existing less Announced Withdrawal | Solar
NSW1 | Existing Plant | Wyangala A | Hydro Tas | Hydro - Dam | Hydro - Water | WYANGALA | 1 | 20 |  | In Service | NS |  |  |  | Existing less Announced Withdrawal | Water
NSW1 | Existing Plant | Wyangala B | AGL | Hydro - Dam | Hydro - Water | WYANGALB | 1 | 4 |  | In Service | NS |  |  |  | Existing less Announced Withdrawal | Water
VIC1 | Existing Plant | Yallourn W | EA | Turbine - Steam Sub Critical | Fossil - Brown Coal | YWPS1 | 1 | 350 |  | In Service - Announced Withdrawal (Permanent) | S |  | 2028 | 2028-07-01 | Announced Withdrawal | Coal
VIC1 | Existing Plant | Yallourn W | EA | Turbine - Steam Sub Critical | Fossil - Brown Coal | YWPS2 | 1 | 350 |  | In Service - Announced Withdrawal (Permanent) | S |  | 2028 | 2028-07-01 | Announced Withdrawal | Coal
VIC1 | Existing Plant | Yallourn W | EA | Turbine - Steam Sub Critical | Fossil - Brown Coal | YWPS3 | 1 | 375 |  | In Service - Announced Withdrawal (Permanent) | S |  | 2028 | 2028-07-01 | Announced Withdrawal | Coal
VIC1 | Existing Plant | Yallourn W | EA | Turbine - Steam Sub Critical | Fossil - Brown Coal | YWPS4 | 1 | 375 |  | In Service - Announced Withdrawal (Permanent) | S |  | 2028 | 2028-07-01 | Announced Withdrawal | Coal
VIC1 | Existing Plant | Yaloak South Wind Farm | Pac Hydro | Wind Turbine - Onshore | Wind - Wind | YSWF1 | 14 | 28.7 |  | In Service | NS |  | 2047 |  | Existing less Announced Withdrawal | Wind
VIC1 | Existing Plant | Yambuk | Pac Hydro | Wind Turbine - Onshore | Wind - Wind | YAMBUKWF | 20 | 30 |  | In Service | NS |  | 2031 |  | Existing less Announced Withdrawal | Wind
QLD1 | Existing Plant | Yarranlea Solar Farm | Risen | Solar PV - Single axis tracking | Solar - Solar | YARANSF1 | 44 | 121 |  | In Service | SS | 2020-05-01 | 2044 |  | Existing less Announced Withdrawal | Solar
VIC1 | Existing Plant | Yarrawonga | AGL | Hydro - Dam | Hydro - Water | YWNGAHYD | 2 | 9.5 |  | In Service | NS |  |  |  | Existing less Announced Withdrawal | Water
QLD1 | Existing Plant | Yarwun 1 | Rio Tinto | Turbine - CCGT | Fossil - Natural Gas Pipeline | YARWUN_1 | 1 | 180 |  | In Service | NS |  |  |  | Existing less Announced Withdrawal | CCGT
VIC1 | Existing Plant | Yatpool Solar Farm | Bayware | Solar PV - Single axis tracking | Solar - Solar | YATSF1 | 16 | 44 |  | In Service | SS |  | 2050 |  | Existing less Announced Withdrawal | Solar
VIC1 | Existing Plant | Yatpool Solar Farm | Bayware | Solar PV - Single axis tracking | Solar - Solar | YATSF1 | 20 | 50 |  | In Service | SS |  | 2050 |  | Existing less Announced Withdrawal | Solar
VIC1 | Existing Plant | Yawong Wind Farm | Epic Energy | Wind Turbine - Onshore | Wind - Wind | YAWWF1 | 2 | 7.2 |  | In Service | NS | 2018-12-01 | 2048 |  | Existing less Announced Withdrawal | Wind
VIC1 | Existing Plant | Yendon Wind Farm | 60% Atmos Renewables / 40% Northleaf Capital | Wind Turbine - Onshore | Wind - Wind | YENDWF1 | 38 | 144.4 | 0 | In Service | SS | 2021-01-01 | 2049 |  | Existing less Announced Withdrawal | Wind
Committed* represents projects that have met the requirements to be classified as "Advanced", and construction or installation has commenced.
Snowy 2.0 - Unit Status - Reflects the Commonwealth Government commitment to construct the Snowy 2.0 project.
Battery of the Nation - Full Commercial Use Date - Subject to further interconnection between Victoria and Tasmania and feasibility studies. For more information, please refer to: https://www.hydro.com.au/clean-energy/battery-of-the-nation/pumped-hydro/pumped-hydro-faq
Battery of the Nation - Storage Capacity (MWh) - Average storage capacity of Tasmanian pumped hydro opportunities.
Waratah Super Battery is considered as part of a transmission project. See the Transmission Augmentation Information page on its commitment status and timing.